## F4
MSPGCL: Koradi 6-7
MTR Petition Formats - Generation
Form 4: Summary of Capital Expenditure and Capitalisation
(Rs. Crore)
Sr. No. | Particulars | FY 2022-23 |  |  | FY 2023-24 |  |  | FY 2024-25 |  |  |  |  | Ensuing Years |  |  |  |  | Remarks
|  | MYT Order (227 of 2022) | April-March (Audited ) | True-Up requirement | MYT Order (227 of 2022) | April-March (Audited ) | True-Up requirement | MYT Order (227 of 2022) | Apr-Sep (Estimated) | Oct-Mar (Projected) | April - March (Projected) | Provisional True-Up requirement | FY 2025-26 | FY 2026-27 | FY 2027-28 | FY 2028-29 | FY 2029-30
|  | (a) | (b) | (c) = (b) - (a) | (d) | (e) | (f) = (e) - (d) | (g) | (h) | (i) | (j) = (h )+ (i) | (k) = (j) - (g) | Projected | Projected | Projected | Projected | Projected
1 | Capital Expenditure |  | 53.2705 | 53.2705 |  | 89.9696 | 89.9696 |  |  |  | 49.99 | 49.99 | 154.04 | 88.78 | 37.69 | 18.77 | 64.2
2 | Capitalisation | 48.27 | 41.8479 | -6.4221 | 88.81 | 2.0489 | -86.7611 | 0 | 0 | 158.51 | 158.51 | 158.51 | 154.04 | 88.78 | 37.69 | 18.77 | 64.2
3 | IDC |  |  | 0 |  |  | 0 |  |  |  |  | 0
4 | Capitalisation + IDC | 48.27 | 41.8479 | -6.4221 | 88.81 | 2.0489 | -86.7611 | 0 | 0 | 158.51 | 158.51 | 158.51 | 154.04 | 88.78 | 37.69 | 18.77 | 64.2
Note: * - Truing Up for FY 2022-23 & FY 2023-24 to be done under MERC MYT Regulations 2019 with reference to amounts approved in the MYT Order for FY 2020-21 to FY 2024-25
Detailed Justification shall be provided for variation in approved capital expenditure and capitalisation vis-a-vis actual capital expenditure and capitalisation

## F4.1
MSPGCL: Koradi 6-7
MTR Petition Formats - Generation
| Project Details |  | Form 4.1: Capital Expenditure Plan | [14 empty] | (Rs. Crore)
Sr. No. | Project Code | Project Title | MERC Approval No. | MERC Approval Date | Project Purpose | Project Start Date |  |  | Project Completion date (Scheduled) |  |  | Capital Cost
[6 empty] | Original | Revised | Actual | Original | Revised | Actual | Approved | Actual Capital Cost Incurred | Deviation = Approved - Actual on account of
[14 empty] | Change in Scope of Work (a) | Material Cost (b) | IDC (c) | Others (d) | Total Deviation (a+b+c+d)
A) DPR Schemes
(i) Submitted to MERC
1 | EE R&M Koradi Unit 6 | DPR | MERC/CAPEX/20102011/00364 | 2010-05-24 |  | 2010-05-24 |  | - | - |  | - | 0 | 0 |  | 0 |  |  | 0
1.1 | EE R&M Koradi Unit 6 | Scheme | MERC/CAPEX/20102011/00364 | 2010-05-24 |  | 2010-05-24 |  | - | - |  | - | 486.07 | 486.07 |  | 0 |  |  | 0
2 | Boiler Reengineering for Koradi TPS of Unit 5 & 7 | DPR | MERC/CAPEX/20112012/00402 | 2011-05-16 |  | 2011-05-16 |  | - | - |  | - | 0 | 0 |  | 0 |  |  | 0
2.1 | Boiler Reengineering for Koradi TPS of Unit 5 & 7 | Scheme | MERC/CAPEX/20112012/00402 | 2011-05-16 |  | 2011-05-16 |  | - | - |  | - | 273.14 | 0 |  | 273.14 |  |  | 273.14
3 | Turbine Auxiliary performance Improvements schemes at Koradi TPS (Unit 5 & 7) | DPR | MERC/TECH 1/CAPEX/20122013/2283 | 2013-01-09 |  | 2013-01-09 |  | - | - |  | - | 0 | 0 |  | 0 |  |  | 0
3.1 | Procurement of modified upgraded boiler feed pump (Type -200KHI/S) having energy efficient cartridge for unit 5 & 7 , KTPS. | Scheme | MERC/TECH 1/CAPEX/20122013/2283 | 2013-01-09 |  | 2013-01-09 |  | - | - |  | - | 14.245 | 9.41 |  | 4.835 |  |  | 4.835
3.2 | Steam path audit of Unit no,5 & 7 | Scheme | MERC/TECH 1/CAPEX/20122013/2283 | 2013-01-09 |  | 2013-01-09 |  | - | - |  | - | 0.45 | 0 |  | 0.45 |  |  | 0.45
0 | IDC | IDC | MERC/TECH 1/CAPEX/20122013/2283 | 2013-01-09 |  | 2013-01-09 |  | - | - |  | - | 1.185 | 0 |  | 1.185 |  |  | 1.185
4 | Improvement in performance monitoring of different areas | DPR | MERC/TECH 1/CAPEX/20122013/02326 | 2013-01-11 |  | 2013-01-11 |  | - | - |  | - | 0 | 0 |  | 0 |  |  | 0
4.1 | Installation & Commissioning of “CCTV for boiler flame monitoring” In Unit no.5 & 6 at KTPS | Scheme | MERC/TECH 1/CAPEX/20122013/02326 | 2013-01-11 |  | 2013-01-11 |  | - | - |  | - | 0.349 | 0 |  | 0.349 |  |  | 0.349
4.2 | Implementation of ‘‘ Digital Control System along with online vibrations monitoring of HT auxiliaries, online turbine vibrations & Flame scanner system” for 210 MW- unit 7, KTPS | Scheme | MERC/TECH 1/CAPEX/20122013/02326 | 2013-01-11 |  | 2013-01-11 |  | - | - |  | - | 9.0079 | 0 |  | 9.0079 |  |  | 9.0079
4.3 | Supply, Installation & commissioning of ``Flame Scanner Analyzer ’’ in unit 5 of 200 MW unit KTPS | Scheme | MERC/TECH 1/CAPEX/20122013/02326 | 2013-01-11 |  | 2013-01-11 |  | - | - |  | - | 0.315 | 0 |  | 0.315 |  |  | 0.315
4.4 | Supply, erection & commissioning of ``Mass Flow meter for F.O. at units 5, & 7 of 210 MW at KTPS | Scheme | MERC/TECH 1/CAPEX/20122013/02326 | 2013-01-11 |  | 2013-01-11 |  | - | - |  | - | 0.338 | 0.21 |  | 0.128 |  |  | 0.128
4.5 | Supply, installation & commissioning of ``Online Vibration Monitoring for HT auxiliary”, for 200 MW- unit 5, KTPS | Scheme | MERC/TECH 1/CAPEX/20122013/02326 | 2013-01-11 |  | 2013-01-11 |  | - | - |  | - | 0.898 | 0 |  | 0.898 |  |  | 0.898
4.6 | Supply, Erection & commissioning of ``Radar type Level Transmitter” for coal bunker in unit no 5, 6 & 7 for (210 MW) at KTPS | Scheme | MERC/TECH 1/CAPEX/20122013/02326 | 2013-01-11 |  | 2013-01-11 |  | - | - |  | - | 0.66833 | 0 |  | 0.66833 |  |  | 0.66833
4.7 | Supply, Installation & commissioning of up gradation of ``Turbovisory system’’ in unit 5 of 200 MW unit KTPS | Scheme | MERC/TECH 1/CAPEX/20122013/02326 | 2013-01-11 |  | 2013-01-11 |  | - | - |  | - | 0.558 | 0 |  | 0.558 |  |  | 0.558
4.8 | Supply, Installation & commissioning of Hermetically sealed Transformer Sets at ESP of unit 7 at KTPS | Scheme | MERC/TECH 1/CAPEX/20122013/02326 | 2013-01-11 |  | 2013-01-11 |  | - | - |  | - | 0.875 | 0 |  | 0.875 |  |  | 0.875
4.9 | Supply, installation & commissioning of ‘‘ Smart Energy Management System ’’ in unit 5, 6 & 7, KTPS | Scheme | MERC/TECH 1/CAPEX/20122013/02326 | 2013-01-11 |  | 2013-01-11 |  | - | - |  | - | 0.5517 | 0 |  | 0.5517 |  |  | 0.5517
4.10 | Installation of 2 nos. of “Continuous Ambient Air Quality Monitoring Station at KTPS | Scheme | MERC/TECH 1/CAPEX/20122013/02326 | 2013-01-11 |  | 2013-01-11 |  | - | - |  | - | 2.0364 | 0 |  | 2.0364 |  |  | 2.0364
4.11 | Procurement of proximate analyzers (2 nos.) for proximate analysis of coal | Scheme | MERC/TECH 1/CAPEX/20122013/02326 | 2013-01-11 |  | 2013-01-11 |  | - | - |  | - | 0.6902 | 0.45 |  | 0.2402 |  |  | 0.2402
4.12 | Procurement of Ultimate Analyzer (1 No.):- | Scheme | MERC/TECH 1/CAPEX/20122013/02326 | 2013-01-11 |  | 2013-01-11 |  | - | - |  | - | 0.53257 | 0 |  | 0.53257 |  |  | 0.53257
0 | IDC | IDC | MERC/TECH 1/CAPEX/20122013/02326 | 2013-01-11 |  | 2013-01-11 |  | - | - |  | - | 1.49 | 0 |  | 1.49 |  |  | 1.49
5 | Restoration of Pond No.3 by desilting and providing peripheral earthen bund with desilted soil and other related appratant works of Nallah training, approach road, C.D. Works, pipe culverts etc at Koradi TPS | DPR | MERC/CAPEX/20152016/00447 | 2016-08-08 |  | 2016-08-08 |  | - | - |  | - | 0 | 0 |  | 0 |  |  | 0
5.1 | Desilting and Restoration of Pond No.3. a) Providing earthen bund of 10 Mtr top width by utilizing desilted soil. b) Providing walkway of 12-15 Mtr width inside of main bund by utilizing desilted soil. | Scheme | MERC/CAPEX/20152016/00447 | 2016-08-08 |  | 2016-08-08 |  | 2017-05-03 | 2018-11-02 |  | 2020-10-31 | 15.4481 | 30.8868 |  | -15.4387 |  |  | -15.4387
5.2 | C.D. Works across feeder storm drain to Pond No.3. | Scheme | MERC/CAPEX/20152016/00447 | 2016-08-08 |  | 2016-08-08 |  | 2017-05-03 | 2018-11-02 |  | 2020-10-31 | 2.6032 | 4.8498 |  | -2.2466 |  |  | -2.2466
5.3 | Construction of RCC Box for carrying 40% Hot Water and road over it to Pond No.3. | Scheme | MERC/CAPEX/20152016/00447 | 2016-08-08 |  | 2016-08-08 |  | 2017-05-03 | 2018-11-02 |  | 2020-10-31 | 5.7752 | 0.76228 |  | 5.013 |  |  | 5.013
5.4 | Improvement of Hot Water Canal cum natural stream from Pond No.2 to Pond No.3. | Scheme | MERC/CAPEX/20152016/00447 | 2016-08-08 |  | 2016-08-08 |  | 2017-05-03 | 2018-11-02 |  | 2020-10-31 | 4.4571 | 5.0976 |  | -0.64052 |  |  | -0.64052
5.5 | Sewage Treatment Plant (S.T.P.) proposed on Feeder Nallahs at entry point of Pond No.3. | Scheme | MERC/CAPEX/20152016/00447 | 2016-08-08 |  | 2016-08-08 |  | - | 2018-11-02 |  | - | 3.8 | 0 |  | 3.8 |  |  | 3.8
5.6 | Mechanized de-weeding and desilting by dredging of Pond No.3 at Koradi. | Scheme | MERC/CAPEX/20152016/00447 | 2016-08-08 |  | 2016-08-08 |  | 2017-05-03 | 2018-11-02 |  | 2020-10-31 | 13.6905 | 9.4754 |  | 4.2151 |  |  | 4.2151
5.7 | Construction of Bridge and road between Irrigation and Koradi TPS Canal at Koradi. | Scheme | MERC/CAPEX/20152016/00447 | 2016-08-08 |  | 2016-08-08 |  | 2017-05-03 | 2018-11-02 |  | 2020-10-31 | 1.4808 | 2.655 |  | -1.1742 |  |  | -1.1742
5.8 | Construction of Bridge cum Bandhara on spill channel of Pond No. 3 at Koradi. | Scheme | MERC/CAPEX/20152016/00447 | 2016-08-08 |  | 2016-08-08 |  | 2017-05-03 | 2018-11-02 |  | 2020-10-31 | 3.5879 | 6.2068 |  | -2.6189 |  |  | -2.6189
0 | IDC | IDC | MERC/CAPEX/20152016/00447 | 2016-08-08 |  | 2016-08-08 |  | - | - |  | - | 5.38 | 0 |  | 5.38 |  |  | 5.38
6 | Supply, Installation & Commissioning of different schemes for MPCB & station requirement at KTPS, Koradi | DPR | MERC/CAPEX/20172018/4593 | 2017-11-06 |  | 2017-11-06 |  | - | - |  | - | 0 | 0 |  | 0 |  |  | 0
6.1 | Procurement of 2 nos. Sky Climber | Scheme | MERC/CAPEX/20172018/4593 | 2017-11-06 |  | 2017-11-06 |  | 2017-04-26 | - |  | 2020-06-16 | 0.9258 | 1.028 |  | -0.10222 |  |  | -0.10222
6.2 | Adaptation of Ozonisation tech. for disinfection of Sewage water | Scheme | MERC/CAPEX/20172018/4593 | 2017-11-06 |  | 2017-11-06 |  | 2017-12-01 | - |  | 2019-01-31 | 0.4321 | 0.51617 |  | -0.084071 |  |  | -0.084071
6.3 | Supply, installation, erection & commissioning of various online flow meters | Scheme | MERC/CAPEX/20172018/4593 | 2017-11-06 |  | 2017-11-06 |  | 2017-08-01 | - |  | 2022-03-01 | 0.9251 | 0.7234 |  | 0.2017 |  |  | 0.2017
6.4 | Installation of on-line Gas Analyzer in unit no. 6 & 7 | Scheme | MERC/CAPEX/20172018/4593 | 2017-11-06 |  | 2017-11-06 |  | - | - |  | - | 0.8662 | 0.34692 |  | 0.51928 |  |  | 0.51928
6.5 | LTSH coil for Unit no.7 | Scheme | MERC/CAPEX/20172018/4593 | 2017-11-06 |  | 2017-11-06 |  | - | - |  | - | 6 | 0 |  | 6 |  |  | 6
6.6 | Procurement of Gear Box | Scheme | MERC/CAPEX/20172018/4593 | 2017-11-06 |  | 2017-11-06 |  | 2017-11-01 | - |  | 2019-06-30 | 0.86417 | 0.86417 |  | 0 |  |  | 0
6.7 | Procurement of BEML Dozer BD 155 Engine & PTO assembly | Scheme | MERC/CAPEX/20172018/4593 | 2017-11-06 |  | 2017-11-06 |  | 2017-11-01 | - |  | 2019-06-30 | 0.44 | 0.58579 |  | -0.14579 |  |  | -0.14579
0 | IDC | IDC | MERC/CAPEX/20172018/4593 | 2017-11-06 |  | 2017-11-06 |  | - | - |  | - | 0.69 | 0 |  | 0.69 |  |  | 0.69
7 | CTR Work (Complete Track Renewal)/ Renovation for existing broad guage railway siding for Koradi TPS. | DPR | MERC/CAPEX/20172018/4266 | 2017-09-28 |  | 2017-09-28 |  | - | - |  | - | 0 | 0 |  | 0 |  |  | 0
7.1 | CRT Work (Complete Track Renewal)/ Renovation for existing broad guage railway siding for Koradi TPS. | Scheme | MERC/CAPEX/20172018/4266 | 2017-09-28 |  | 2017-09-28 |  | - | - |  | - | 13.529 | 0 |  | 13.529 |  |  | 13.529
8 | Work of construction of WBM Road & drain on filling hot water canal from Pond No. 2 to Pond No. 3 and construction of bridge cum weir on Pond No. 3 parallel to National Highway at Koradi TPS | DPR | MERC/CAPEX/20172018/4569 | 2017-11-07 |  | 2017-11-07 |  | - | - |  | - | 0 | 0 |  | 0 |  |  | 0
8.1 | Construction of WBM road and drain on filling of hot water canal from Pond No.2 to Pond No.3. | Scheme | MERC/CAPEX/20172018/4569 | 2017-11-07 |  | 2017-11-07 |  | 2018-01-22 | 2018-11-21 |  | 2020-01-31 | 8.5206 | 11.55 |  | -3.0294 |  |  | -3.0294
8.2 | Construction of bridge cum weir on Pond No.3 parallel to National Highway. | Scheme | MERC/CAPEX/20172018/4569 | 2017-11-07 |  | 2017-11-07 |  | 2018-04-30 | 2018-12-29 |  | 2019-05-04 | 3.7625 | 3.54 |  | 0.2225 |  |  | 0.2225
10 | Conservation of Koradi Lake, Nagpur under the National Plan for conservation of Aquatic Eco System (NPCA) | DPR | MERC/CAPEX/20182019/1256 | 2018-10-01 |  | 2018-10-01 |  | - | - |  | - | 0 | 0 |  | 0 |  |  | 0
10.1 | Conservation of Koradi Lake, Nagpur under the National Plan for conservation of Aquatic Eco System (NPCA) | Scheme | MERC/CAPEX/20182019/1256 | 2018-10-01 |  | 2018-10-01 |  | 2019-02-20 | 2020-08-19 |  | - | 17.48 | 17.48 |  | 0 |  |  | 0
11 | Providing & Construction of various public amenities in the rehabilitated villages of Koradi & Khasara at Koradi TPS | DPR | MERC/CAPEX/20182019/0946 | 2018-06-29 |  | 2018-06-29 |  | - | - |  | - | 0 | 0 |  | 0 |  |  | 0
11.1 | Implementation of water supply scheme (W.S.S.) in rehabilitated villages. | Scheme | MERC/CAPEX/20182019/0946 | 2018-06-29 |  | 2018-06-29 |  | 2018-11-21 | 2019-05-20 |  | 2020-09-10 | 0.79851 | 0.8614 |  | -0.062894 |  |  | -0.062894
11.2 | Construction of Grampanchayat office building (Additional floor) | Scheme | MERC/CAPEX/20182019/0946 | 2018-06-29 |  | 2018-06-29 |  | 2018-10-29 | 2019-04-28 |  | 2019-04-28 | 0.24218 | 0.2242 |  | 0.017983 |  |  | 0.017983
11.3 | Asphalting of Main road and other internal roads in rehabilitated villages. | Scheme | MERC/CAPEX/20182019/0946 | 2018-06-29 |  | 2018-06-29 |  | 2018-11-20 | 2019-07-19 |  | 2019-12-31 | 4.3519 | 4.71 |  | -0.35806 |  |  | -0.35806
11.4 | Development & construction of Bazar otta in rehabilitated village in Nanda. | Scheme | MERC/CAPEX/20182019/0946 | 2018-06-29 |  | 2018-06-29 |  | 2018-12-01 | 2019-05-31 |  | 2019-05-31 | 0.50271 | 0.4838 |  | 0.018912 |  |  | 0.018912
11.5 | Other works as per the directives of Energy Deptt. GoM | Scheme | MERC/CAPEX/20182019/0946 | 2018-06-29 |  | 2018-06-29 |  | 2018-10-01 | 2019-03-31 |  | 2019-11-30 | 4.657 | 4.465 |  | 0.19197 |  |  | 0.19197
11.6 | Asphalting of Main road and other internal roads in rehabilitated villages at Khasara. | Scheme | MERC/CAPEX/20182019/0946 | 2018-06-29 |  | 2018-06-29 |  | 2018-11-21 | 2019-05-20 |  | 2020-09-10 | 1.4326 | 1.4396 |  | -0.0069618 |  |  | -0.0069618
11.7 | Construction of Dome structure for Buddha Vihar at Khasara. | Scheme | MERC/CAPEX/20182019/0946 | 2018-06-29 |  | 2018-06-29 |  | 2019-08-01 | 2020-04-30 |  | 2020-04-30 | 0.1867 | 0.177 |  | 0.0097034 |  |  | 0.0097034
11.8 | Construction of compound wall around open premises of Buddha Vihar at Khasara | Scheme | MERC/CAPEX/20182019/0946 | 2018-06-29 |  | 2018-06-29 |  | 2018-10-28 | 2019-04-27 |  | 2019-04-27 | 0.41622 | 0.354 |  | 0.062217 |  |  | 0.062217
11.9 | a) Construction of toilets block of Khasara school building Rs. 19,15,081.40 b) Development of ground of school Building Khasara Rs. 12,06,026.50 c) Street light on internal roads Rs. 20,00,000.00 at Khasara (L.S. Provision) | Scheme | MERC/CAPEX/20182019/0946 | 2018-06-29 |  | 2018-06-29 |  | 2018-10-08 | 2019-03-04 |  | 2019-03-04 | 0.51211 | 0.2242 |  | 0.28791 |  |  | 0.28791
12 | Various DPR Schemes for Providing green belt around Pond No.3, construction of weir & reclaiming natural stream from Pond No. 3 to Kolar River on d/s side of Pond No.3 and deepening of West side of Pond No.3 at Koradi TPS | DPR | MERC/CAPEX/20182019/1241 | 2018-09-20 |  | 2018-09-20 |  | - | - |  | - | 0 | 0 |  | 0 |  |  | 0
12.1 | Work of reducing the evaporation losses by protecting Pond No. 3 with green belt | Scheme | MERC/CAPEX/20182019/1241 | 2018-09-20 |  | 2018-09-20 |  | - | - |  | - | 5.1837 | 0 |  | 5.1837 |  |  | 5.1837
12.2 | Deepening of West side of Pond No.3 at Koradi | Scheme | MERC/CAPEX/20182019/1241 | 2018-09-20 |  | 2018-09-20 |  | 2019-04-03 | 2020-01-02 |  | 2020-06-29 | 18.2976 | 11.24 |  | 7.0576 |  |  | 7.0576
12.3 | Construction of Weir on d/s side of Pond No.3 and reclaiming of natural stream / nallah from Pond No.3 to Kolar river | Scheme | MERC/CAPEX/20182019/1241 | 2018-09-20 |  | 2018-09-20 |  | - | - |  | - | 3.2735 | 0.03 |  | 3.2435 |  |  | 3.2435
0 | IDC | IDC | MERC/CAPEX/20182019/1241 | 2018-09-20 |  | 2018-09-20 |  | - | - |  | - | 1.8021 | 0 |  | 1.8021 |  |  | 1.8021
13 | Refurbishment of Coal Handling Plant at Koradi TPS | DPR | MERC/CAPEX/2019-20/0130 | 2019-05-08 |  | 2019-05-08 |  | - | - |  | - | 0 | 0 |  | 0 |  |  | 0
13.1 | Old CHP (WT-2 & WT-3) Refurbishment (R&M) at 2 x 210 MW Units ofKoradi Thermal Power Station. | Scheme | MERC/CAPEX/2019-20/0130 | 2019-05-08 |  | 2019-05-08 |  | - | - |  | - | 19.24 | 22.36 |  | -3.12 |  |  | -3.12
13.2 | Old Reclaiming System’s Refurbishment (R&M) at 2 x 210 MW Units Koradi Thermal Power Station. | Scheme | MERC/CAPEX/2019-20/0130 | 2019-05-08 |  | 2019-05-08 |  | - | - |  | - | 2.72 | 2.72 |  | 0 |  |  | 0
13.3 | Junction Tower’s Refurbishment (R&M) of 2 x 210 MW Units of Koradi Thermal Power Station. | Scheme | MERC/CAPEX/2019-20/0130 | 2019-05-08 |  | 2019-05-08 |  | - | - |  | - | 3.27 | 3.27 |  | 0 |  |  | 0
0 | IDC | IDC | MERC/CAPEX/2019-20/0130 | 2019-05-08 |  | 2019-05-08 |  | - | - |  | - | 2.18 | 0 |  | 2.18 |  |  | 2.18
14 | Various DPR Schemes for Work of strengthening and asphalting on the peripheral earthen embankment of Pond No.3 and part portion of inspection road (Navegaon to Rohana) of Pench intake pipeline from Pench to Pond No. 3 at Koradi | DPR | MERC/CAPEX/20182019/021 | 2019-01-19 |  | 2019-01-19 |  | - | - |  | - | 0 | 0 |  | 0 |  |  | 0
14.1 | Work of strengthening and asphalting on the peripheral earthen embankment of Pond No.3 at Koradi. | Scheme | MERC/CAPEX/20182019/021 | 2019-01-19 |  | 2019-01-19 |  | 2020-02-28 | 2021-02-27 |  | 2021-02-27 | 11.2959 | 11.3 |  | -0.004137 |  |  | -0.004137
14.2 | Work of strengthening and asphalting of part portion of inspection road (Navegaon to Rohana) of Pench intake pipeline from Pench to Pond No.3 at Koradi. | Scheme | MERC/CAPEX/20182019/021 | 2019-01-19 |  | 2019-01-19 |  | 2020-02-28 | 2021-02-27 |  | 2021-08-31 | 13.8405 | 14.3724 |  | -0.5319 |  |  | -0.5319
0 | IDC | IDC | MERC/CAPEX/20182019/021 | 2019-01-19 |  | 2019-01-19 |  | - | - |  | - | 0 | 0 |  | 0 |  |  | 0
15 | Various Electrical schemes at Unit 6 & 7 and outdoor area for system up-gradation at 210MW Koradi TPS | DPR | MERC/CAPEX/2019-2020/735 | 2019-09-16 |  | 2019-09-16 |  | - | - |  | - | 0 | 0 |  | 0 |  |  | 0
15.1 | Procurement & Replacement of 2250 AH & 220V station battery set and battery charger for U-6 at Koradi TPS 210MW along-with suitable Battery charger. (Including Taxes.) | Scheme | MERC/CAPEX/2019-2020/735 | 2019-09-16 |  | 2019-09-16 |  | 2022-04-01 | 2020-09-10 |  | 2023-03-27 | 2.95 | 2.87 |  | 0.08 |  |  | 0.08
15.2 | Retrofitting of existing VCB to U#7 HT Board, Station area & Outdoor area | Scheme | MERC/CAPEX/2019-2020/735 | 2019-09-16 |  | 2019-09-16 |  | - | - |  | - | 8.2423 | 0 |  | 8.2423 |  |  | 8.2423
15.3 | Supply & retrofitting of GT, UAT, 6.6 KV Motor and 6.6 KV feeder protection with numerical relay & for motor & feeder protection for Unit-7. | Scheme | MERC/CAPEX/2019-2020/735 | 2019-09-16 |  | 2019-09-16 |  | - | - |  | - | 1.0962 | 0 |  | 1.0962 |  |  | 1.0962
0 | IDC | IDC | MERC/CAPEX/2019-2020/735 | 2019-09-16 |  | 2019-09-16 |  | - | - |  | - | 0.98 | 0 |  | 0.98 |  |  | 0.98
16 | Decommissioning & Up-gradation of existing DCS at U#5 with Re-commissioning of the same at U#7 & Procurement of rotating assembly for GS Water Pump at Koradi TPS-210 MW at Koradi TPS | DPR | MERC/CAPEX/2019-2020/WFH/SBR/11 | 2020-06-08 |  | 2020-06-08 |  | - | - |  | - | 0 | 0 |  | 0 |  |  | 0
16.1 | Decommissioning & Shifting of M/s ABB make DCS system at KTPS Unit # 5 & Re-commissioning with Up gradation to Symphony Plus at KTPS Unit #7, 210MW Koradi. | Scheme | MERC/CAPEX/2019-2020/WFH/SBR/11 | 2020-06-08 |  | 2020-06-08 |  | - | - |  | - | 8.97 | 0 |  | 8.97 |  |  | 8.97
16.2 | Supply, erection & commissioning of rotating assembly for general service water pumps at 210 MW, KTPS, Koradi. | Scheme | MERC/CAPEX/2019-2020/WFH/SBR/11 | 2020-06-08 |  | 2020-06-08 |  | - | - |  | - | 1.9 | 0 |  | 1.9 |  |  | 1.9
0 | IDC | IDC | MERC/CAPEX/2019-2020/WFH/SBR/11 | 2020-06-08 |  | 2020-06-08 |  | - | - |  | - | 0.36 | 0 |  | 0.36 |  |  | 0.36
17 | Flue Gas Desulphurization (FGD) System at 10 Nos. of 210 MW Units at Chandrapur, Koradi, Khaperkheda & Nasik TPS | DPR | MERC/CAPEX/2021-2022/MSPGCL/097 | 2022-03-14 |  | 2022-03-14 |  | - | - |  | - | 0 | 0 |  | 0 |  |  | 0
17.1 | Flue Gas Desulphurization (FGD) System at Unit #6 Koradi TPS | Scheme | MERC/CAPEX/2021-2022/MSPGCL/097 | 2022-03-14 |  | 2022-03-14 |  | 2022-03-14 | 2024-08-30 |  | 2024-08-30 | 66.55 | 98.04 |  | -31.49 |  |  | -31.49
0 | IDC | IDC | MERC/CAPEX/2021-2022/MSPGCL/097 | 2022-03-14 |  | 2022-03-14 |  | - | - |  | - | 2.88 | 2.88 |  | 0 |  |  | 0
HO DPR 2 | Ash Augmentation System at Nasik & Koradi Thermal Power Station | DPR | MERC/CAP/DPR/10/08/537 | 2008-03-04 |  | 2008-03-04 |  | - | - |  | - | 0 | 0 |  | 0 |  |  | 0
HO DPR 2.2 | Ash Augmentation System at Koradi Thermal Power Station | Scheme | MERC/CAP/DPR/10/08/537 | 2008-03-04 |  | 2008-03-04 |  | - | - |  | - | 26.99 | 24.14 |  | 2.85 |  |  | 2.85
0 | IDC | IDC | MERC/CAP/DPR/10/08/537 | 2008-03-04 |  | 2008-03-04 |  | - | - |  | - | 0 | 0 |  | 0 |  |  | 0
HO DPR 5 | Procurement of energy efficient HT motors at Bhusawal TPS, Koradi TPS, Chandrapur TPS, khaperkheda TPS, Parli TPS & Paras TPS as insurance spares | DPR | MERC/TECH 1/CAPEX/20142015/01218 | 2014-11-25 |  | 2014-11-25 |  | - | - |  | - | 0 | 0 |  | 0 |  |  | 0
HO DPR 5.6 | Koradi: Procurement & Commissioning of Energy efficient HT motors (Coal Mill & PA fan) for Unit-7at KTPS | Scheme | MERC/TECH 1/CAPEX/20142015/01218 | 2014-11-25 |  | 2014-11-25 |  | - | - |  | - | 2.22 | 0.14 |  | 2.08 |  |  | 2.08
HO DPR 7 | Installation of Real Time Online Coal-Ash Analyzer at various TPS | DPR | MERC/CAPEX/20162017/00774 | 2016-09-30 |  | 2016-09-30 |  | - | - |  | - | 0 | 0 |  | 0 |  |  | 0
HO DPR 7.2 | Koradi TPS | Scheme | MERC/CAPEX/20162017/00774 | 2016-09-30 |  | 2016-09-30 |  | - | - |  | - | 4.0552 | 0 |  | 4.0552 |  |  | 4.0552
HO DPR 8 | Replacement of Fire Tenders at Various Power Stations of Mahagenco | DPR | MERC/CAPEX/20172018/4653 | 2017-11-13 |  | 2017-11-13 |  | - | - |  | - | 0 | 0 |  | 0 |  |  | 0
HO DPR 8.1 | Advance Multipurpose Fire Tender for KTPS | Scheme | MERC/CAPEX/20172018/4653 | 2017-11-13 |  | 2017-11-13 |  | - | - |  | 2021-01-01 | 1.45 | 1.7765 |  | -0.3265 |  |  | -0.3265
HO DPR 8.2 | Normal Multipurpose Fire Tender for KTPS | Scheme | MERC/CAPEX/20172018/4653 | 2017-11-13 |  | 2017-11-13 |  | - | - |  | - | 1.25 | 2.18 |  | -0.93 |  |  | -0.93
0 | IDC | IDC | MERC/CAPEX/20172018/4653 | 2017-11-13 |  | 2017-11-13 |  | - | - |  | - | 0 | 0 |  | 0 |  |  | 0
HO DPR-11 | Reuse of tertiary treated water for Koradi and Khaperkheda Thermal Power Plant from Bhandewadi STP | DPR | MERC/CAPEX/MSPGCL/2018-19/1156 | 2018-07-24 |  | 2018-07-24 |  | - | - |  | - | 0 | 0 |  | 0 |  |  | 0
HO DPR 11.1 | Reuse of tertiary treated water for Koradi and Khaperkheda Thermal Power Plant from Bhandewadi STP | Scheme | MERC/CAPEX/MSPGCL/2018-19/1156 | 2018-07-24 |  | 2018-07-24 |  | - | - |  | - | 20.41 | 10.435 |  | 9.975 |  |  | 9.975
0 | IDC | IDC | MERC/CAPEX/MSPGCL/2018-19/1156 | 2018-07-24 |  | 2018-07-24 |  | - | - |  | - | 0.72 | 0 |  | 0.72 |  |  | 0.72
HO DPR-12 | Various DPR Schemes for The work of maintaining the zero discharge condition of Pond No. 2 & Pond No.3 and providing the facilities on peripheral area of Pond No.3 such as roads / bridges with lightening arrangement at Koradi TPS | DPR | MERC/CAPEX/2018-2019/1242 | 2018-09-22 |  | 2018-09-22 |  | - | - |  | - | 0 | 0 |  | 0 |  |  | 0
HO DPR 12.1 | The work of maintaining the zero discharge condition of Pond No.2 & Pond No.3 at KTPS Koradi | Scheme | MERC/CAPEX/2018-2019/1242 | 2018-09-22 |  | 2018-09-22 |  | - | - |  | - | 4.2068 | 0.30539 |  | 3.9014 |  |  | 3.9014
HO DPR 12.2 | Providing the facilities on peripheral area of Pond No.3 such as roads / bridges with lightening arrangement at Koradi TPS | Scheme | MERC/CAPEX/2018-2019/1242 | 2018-09-22 |  | 2018-09-22 |  | - | - |  | - | 11.5375 | 8.1964 |  | 3.3411 |  |  | 3.3411
HO DPR 13 | Construction of new Administrative Building for Mahagenco at Vidyut Bhawan, Katol Road, Nagpur | DPR | MERC/CAPEX/2021-2022/MSPGCL/063 | 2022-02-12 |  | 2022-02-12 |  | - | - |  | - | 0 | 0 |  | 0 |  |  | 0
HO DPR 13.1 | Construction of new Administrative Building for Mahagenco at Vidyut Bhawan, Katol Road, Nagpur | Scheme | MERC/CAPEX/2021-2022/MSPGCL/063 | 2022-02-12 |  | 2022-02-12 |  | - | - |  | - | 54.24 | 0 |  | 54.24 |  |  | 54.24
0 | IDC | IDC | MERC/CAPEX/2021-2022/MSPGCL/063 | 2022-02-12 |  | 2022-02-12 |  | - | - |  | - | 2.76 | 0 |  | 2.76 |  |  | 2.76
HO DPR 14 | Centralized Monitoring Solution | DPR | MERC/CAPEX/MSPGCL/2023-24/0576 | 2023-11-02 |  | 2023-11-02 |  | - | - |  | - | 0 | 0 |  | 0 |  |  | 0
HO DPR 14.1 | Centralized Monitoring Solution | Scheme | MERC/CAPEX/MSPGCL/2023-24/0576 | 2023-11-02 |  | 2023-11-02 |  | - | - |  | - | 66.009 | 0 |  | 66.009 |  |  | 66.009
0 | IDC | IDC | MERC/CAPEX/MSPGCL/2023-24/0576 | 2023-11-02 |  | 2023-11-02 |  | - | - |  | - | 3.3 | 0 |  | 3.3 |  |  | 3.3
Formulas:
Project Start Date = [MERC Approval Date]

## F4.2
|  |  | MSPGCL: Koradi 6-7 | [52 empty] | DPR | Not Initiated
|  |  | MTR Petition Formats - Generation | [52 empty] | Scheme | WIP
| Project Details |  | Form 4.2: Capitalisation Plan | [18 empty] | (Rs. Crore) | [24 empty] | (Rs. Crore) | [8 empty] | IDC | Partially Capitalised
Sr. No. | Project Code | DPR | MERC Approval No. | Date of Submission | MERC Approval Date | Cost as per DPR Crs. | MERC Approved Cost | Debt Equity Ratio | Grant Funding | Approved Start Date | Actual Start Date | Approved Date of Completion | Actual Date of Completion | Benefits in Quantified Terms | Capital Expenditure | [12 empty] | Physical Progress (%) | [11 empty] | Capitalisation | [12 empty] | Old Asset retired against capitalised item (in Rs. Cr) | Remarks | Current Status | Non-DPR | Capitalised
[15 empty] | Actual Capex till FY 2018-19 | Actual | Actual | Actual | Actual Capex till FY 2021-22 | Actual | Actual | Revised Projected | Estimated |  |  |  |  | Actual Progress till FY 2018-19 | Actual | Actual | Actual | Actual | Actual | Revised Projected | Estimated |  |  |  |  | Actual Capitalization till FY 2018-19 | Actual | Actual | Actual | Actual Capitalization till FY 2021-22 | Actual | Actual | Revised Projected | Estimated | [8 empty] | Cancelled
[16 empty] | FY 2019-20 | FY 2020-21 | FY 2021-22 |  | FY 2022-23 | FY 2023-24 | FY 2024-25 | FY 2025-26 | FY 2026-27 | FY 2027-28 | FY 2028-29 | FY 2029-30 |  | FY 2019-20 | FY 2020-21 | FY 2021-22 | FY 2022-23 | FY 2023-24 | FY 2024-25 | FY 2025-26 | FY 2026-27 | FY 2027-28 | FY 2028-29 | FY 2029-30 |  | FY 2019-20 | FY 2020-21 | FY 2021-22 |  | FY 2022-23 | FY 2023-24 | FY 2024-25 | FY 2025-26 | FY 2026-27 | FY 2027-28 | FY 2028-29 | FY 2029-30 |  |  |  |  | To be cancelled
[55 empty] | N.A. |  | N.A.
| A) DPR Schemes | [53 empty] | N.A. |  | To be confirmed
| (i) Submitted to MERC | [53 empty] | N.A.
1 | EE R&M Koradi Unit 6 | DPR | MERC/CAPEX/20102011/00364 | 2009-07-01 | 2010-05-24 | 486.07 | 486.07 |  |  | 2010-05-24 | [8 empty] | 0 | [24 empty] | 0 | [10 empty] | N.A.
1.1 | EE R&M Koradi Unit 6 | Scheme | MERC/CAPEX/20102011/00364 | 2009-07-01 | 2010-05-24 | 486.07 | 486.07 |  |  | 2010-05-24 |  |  |  |  | 459.46 | 16.8052 | 6.74 | 0.96866 | 483.9738 | 2.0962 | [19 empty] | 454.7209 | 21.5443 | 6.0677 | 1.6409 | 483.9738 | 0.17995 | -3.6812 | [7 empty] | Rs. 3.54 Crs. LD imposed in FY 23-24, Rs, 0.2244 Govt Grant, Rs. 8.12 capitalised hence Rs. 3.68 Crs De-capitalisation. | Capitalised
2 | Boiler Reengineering for Koradi TPS of Unit 5 & 7 | DPR | MERC/CAPEX/20112012/00402 | 2010-05-12 | 2011-05-16 | 273.14 | 273.14 |  |  | 2011-05-16 | [8 empty] | 0 | [24 empty] | 0 | [10 empty] | Cancelled
2.1 | Boiler Reengineering for Koradi TPS of Unit 5 & 7 | Scheme | MERC/CAPEX/20112012/00402 | 2010-05-12 | 2011-05-16 | 273.14 | 273.14 |  |  | 2011-05-16 |  |  |  |  | 0 |  |  |  | 0 | [20 empty] | 0 |  |  |  | 0 | [10 empty] | Cancelled
3 | Turbine Auxiliary performance Improvements schemes at Koradi TPS (Unit 5 & 7) | DPR | MERC/TECH 1/CAPEX/20122013/2283 | 2012-08-27 | 2013-01-09 | 15.88 | 15.88 |  |  | 2013-01-09 | [8 empty] | 0 | [24 empty] | 0 | [10 empty] | N.A.
3.1 | Procurement of modified upgraded boiler feed pump (Type -200KHI/S) having energy efficient cartridge for unit 5 & 7 , KTPS. | Scheme | MERC/TECH 1/CAPEX/20122013/2283 | 2012-08-27 | 2013-01-09 | 14.245 | 14.245 |  |  | 2013-01-09 |  |  |  |  | 9.41 |  |  |  | 9.41 | [8 empty] | 100% | [11 empty] | 9.41 |  |  |  | 9.41 | [10 empty] | Capitalised
3.2 | Steam path audit of Unit no,5 & 7 | Scheme | MERC/TECH 1/CAPEX/20122013/2283 | 2012-08-27 | 2013-01-09 | 0.45 | 0.45 |  |  | 2013-01-09 |  |  |  |  | 0 |  |  |  | 0 | [20 empty] | 0 |  |  |  | 0 | [10 empty] | Cancelled
| IDC | IDC | MERC/TECH 1/CAPEX/20122013/2283 | 2012-08-27 | 2013-01-09 | 1.185 | 1.185 |  |  | 2013-01-09 |  |  |  |  | 0 |  |  |  | 0 | [20 empty] | 0 |  |  |  | 0 | [10 empty] | N.A.
4 | Improvement in performance monitoring of different areas | DPR | MERC/TECH 1/CAPEX/20122013/02326 | 2012-08-06 | 2013-01-11 | 18.3101 | 18.3101 |  |  | 2013-01-11 | [8 empty] | 0 | [24 empty] | 0 | [10 empty] | N.A.
4.1 | Installation & Commissioning of “CCTV for boiler flame monitoring” In Unit no.5 & 6 at KTPS | Scheme | MERC/TECH 1/CAPEX/20122013/02326 | 2012-08-06 | 2013-01-11 | 0.349 | 0.349 |  |  | 2013-01-11 |  |  |  |  | 0 |  |  |  | 0 | [20 empty] | 0 |  |  |  | 0 | [10 empty] | Cancelled
4.2 | Implementation of ‘‘ Digital Control System along with online vibrations monitoring of HT auxiliaries, online turbine vibrations & Flame scanner system” for 210 MW- unit 7, KTPS | Scheme | MERC/TECH 1/CAPEX/20122013/02326 | 2012-08-06 | 2013-01-11 | 9.0079 | 9.0079 |  |  | 2013-01-11 |  |  |  |  | 0 |  |  |  | 0 | [20 empty] | 0 |  |  |  | 0 | [10 empty] | Cancelled
4.3 | Supply, Installation & commissioning of ``Flame Scanner Analyzer ’’ in unit 5 of 200 MW unit KTPS | Scheme | MERC/TECH 1/CAPEX/20122013/02326 | 2012-08-06 | 2013-01-11 | 0.315 | 0.315 |  |  | 2013-01-11 |  |  |  |  | 0 |  |  |  | 0 | [20 empty] | 0 |  |  |  | 0 | [10 empty] | Cancelled
4.4 | Supply, erection & commissioning of ``Mass Flow meter for F.O. at units 5, & 7 of 210 MW at KTPS | Scheme | MERC/TECH 1/CAPEX/20122013/02326 | 2012-08-06 | 2013-01-11 | 0.338 | 0.338 |  |  | 2013-01-11 |  |  |  |  | 0.21 |  |  |  | 0.21 | [8 empty] | 100% | [11 empty] | 0.21 |  |  |  | 0.21 | [10 empty] | Capitalised
4.5 | Supply, installation & commissioning of ``Online Vibration Monitoring for HT auxiliary”, for 200 MW- unit 5, KTPS | Scheme | MERC/TECH 1/CAPEX/20122013/02326 | 2012-08-06 | 2013-01-11 | 0.898 | 0.898 |  |  | 2013-01-11 |  |  |  |  | 0 |  |  |  | 0 | [20 empty] | 0 |  |  |  | 0 | [10 empty] | Cancelled
4.6 | Supply, Erection & commissioning of ``Radar type Level Transmitter” for coal bunker in unit no 5, 6 & 7 for (210 MW) at KTPS | Scheme | MERC/TECH 1/CAPEX/20122013/02326 | 2012-08-06 | 2013-01-11 | 0.66833 | 0.66833 |  |  | 2013-01-11 |  |  |  |  | 0 |  |  |  | 0 | [20 empty] | 0 |  |  |  | 0 | [10 empty] | Cancelled
4.7 | Supply, Installation & commissioning of up gradation of ``Turbovisory system’’ in unit 5 of 200 MW unit KTPS | Scheme | MERC/TECH 1/CAPEX/20122013/02326 | 2012-08-06 | 2013-01-11 | 0.558 | 0.558 |  |  | 2013-01-11 |  |  |  |  | 0 |  |  |  | 0 | [20 empty] | 0 |  |  |  | 0 | [10 empty] | Cancelled
4.8 | Supply, Installation & commissioning of Hermetically sealed Transformer Sets at ESP of unit 7 at KTPS | Scheme | MERC/TECH 1/CAPEX/20122013/02326 | 2012-08-06 | 2013-01-11 | 0.875 | 0.875 |  |  | 2013-01-11 |  |  |  |  | 0 |  |  |  | 0 | [20 empty] | 0 |  |  |  | 0 | [10 empty] | Cancelled
4.9 | Supply, installation & commissioning of ‘‘ Smart Energy Management System ’’ in unit 5, 6 & 7, KTPS | Scheme | MERC/TECH 1/CAPEX/20122013/02326 | 2012-08-06 | 2013-01-11 | 0.5517 | 0.5517 |  |  | 2013-01-11 |  |  |  |  | 0 |  |  |  | 0 | [20 empty] | 0 |  |  |  | 0 | [10 empty] | Cancelled
4.10 | Installation of 2 nos. of “Continuous Ambient Air Quality Monitoring Station at KTPS | Scheme | MERC/TECH 1/CAPEX/20122013/02326 | 2012-08-06 | 2013-01-11 | 2.0364 | 2.0364 |  |  | 2013-01-11 |  |  |  |  | 0 |  |  |  | 0 | [20 empty] | 0 |  |  |  | 0 | [10 empty] | Cancelled
4.11 | Procurement of proximate analyzers (2 nos.) for proximate analysis of coal | Scheme | MERC/TECH 1/CAPEX/20122013/02326 | 2012-08-06 | 2013-01-11 | 0.6902 | 0.6902 |  |  | 2013-01-11 |  |  |  |  | 0.45 |  |  |  | 0.45 | [8 empty] | 100% | [11 empty] | 0.45 |  |  |  | 0.45 | [10 empty] | Capitalised
4.12 | Procurement of Ultimate Analyzer (1 No.):- | Scheme | MERC/TECH 1/CAPEX/20122013/02326 | 2012-08-06 | 2013-01-11 | 0.53257 | 0.53257 |  |  | 2013-01-11 |  |  |  |  | 0 |  |  |  | 0 | [20 empty] | 0 |  |  |  | 0 | [10 empty] | Cancelled
| IDC | IDC | MERC/TECH 1/CAPEX/20122013/02326 | 2012-08-06 | 2013-01-11 | 1.49 | 1.49 |  |  | 2013-01-11 |  |  |  |  | 0 |  |  |  | 0 | [20 empty] | 0 |  |  |  | 0 | [10 empty] | N.A.
5 | Restoration of Pond No.3 by desilting and providing peripheral earthen bund with desilted soil and other related appratant works of Nallah training, approach road, C.D. Works, pipe culverts etc at Koradi TPS | DPR | MERC/CAPEX/20152016/00447 | 2016-08-03 | 2016-08-08 | 56.2228 | 56.2228 |  |  | 2016-08-08 | [8 empty] | 0 | [20 empty] | 0 |  |  |  | 0 | [10 empty] | N.A.
5.1 | Desilting and Restoration of Pond No.3. a) Providing earthen bund of 10 Mtr top width by utilizing desilted soil. b) Providing walkway of 12-15 Mtr width inside of main bund by utilizing desilted soil. | Scheme | MERC/CAPEX/20152016/00447 | 2016-08-03 | 2016-08-08 | 15.4481 | 15.4481 |  |  | 2016-08-08 | 2017-05-03 | 2018-11-02 | 2020-10-31 | To fulfill Envirnonmental Clearance Conditions. | 28.0494 | 0.8024 | 1.888 | 0.147 | 30.8868 | [20 empty] | 0 |  | 30.7398 |  | 30.7398 | 0.078783 | [8 empty] | 1) Approved amount under the scheme is without taxes. The amount of taxes is Rs.5.62 Cr. 2) Agency has quoted rate 8.30% above which is not included in MERC approved amount. Hence amount increased of Rs.1.94Cr. 3) The length of earthen embankment considered in estimate was 5.60 Km whereas actual length of earthen embankment 8.40 Km. Hence amount increased and as per approved Deviation in quantities with excesses vide B.R. 2017/2484, Dt.14.12.2017 Amount Rs. 7.882 Cr. | Capitalised
5.2 | C.D. Works across feeder storm drain to Pond No.3. | Scheme | MERC/CAPEX/20152016/00447 | 2016-08-03 | 2016-08-08 | 2.6032 | 2.6032 |  |  | 2016-08-08 | 2017-05-03 | 2018-11-02 | 2020-10-31 | To fulfill Envirnonmental Clearance Conditions. | 3.363 | 0.5782 | 0.177 | 0.7316 | 4.8498 | [22 empty] | 4.1182 |  | 4.1182 | [9 empty] | 1) Approved amount under the scheme is without taxes. The amount of taxes is Rs.0.75 Cr. 2) Agency has quoted rate 8.30% above. Hence amount increased by Rs.0.31Cr. 3) As per approved Deviation in quantities with excesses vide B.R. 2017/2484, Dt.14.12.2017 amount Rs. 1.87 Cr. | Capitalised
5.3 | Construction of RCC Box for carrying 40% Hot Water and road over it to Pond No.3. | Scheme | MERC/CAPEX/20152016/00447 | 2016-08-03 | 2016-08-08 | 5.7752 | 5.7752 |  |  | 2016-08-08 | 2017-05-03 | 2018-11-02 | 2020-10-31 | To fulfill Envirnonmental Clearance Conditions. | 0.00708 | 0.413 | 0 | 0.3422 | 0.76228 | [22 empty] | 0.42008 |  | 0.42008 | [10 empty] | Capitalised
5.4 | Improvement of Hot Water Canal cum natural stream from Pond No.2 to Pond No.3. | Scheme | MERC/CAPEX/20152016/00447 | 2016-08-03 | 2016-08-08 | 4.4571 | 4.4571 |  |  | 2016-08-08 | 2017-05-03 | 2018-11-02 | 2020-10-31 | To fulfill Envirnonmental Clearance Conditions. | 4.8616 | 0.2124 | 0 | 0.0236 | 5.0976 | [22 empty] | 5.074 |  | 5.074 | [9 empty] | 1) Approved amount under the scheme is without taxes. The amount of taxes is Rs.0.77Cr. 2) Agency has quoted rate 8.30% above. Hence amount increased of Rs.0.33Cr. | Capitalised
5.5 | Sewage Treatment Plant (S.T.P.) proposed on Feeder Nallahs at entry point of Pond No.3. | Scheme | MERC/CAPEX/20152016/00447 | 2016-08-03 | 2016-08-08 | 3.8 | 3.8 |  |  | 2016-08-08 |  | 2018-11-02 |  |  | 0 | 0 | 0 | 0 | 0 | [22 empty] | 0 |  | 0 | 0 | [9 empty] | Cancelled
5.6 | Mechanized de-weeding and desilting by dredging of Pond No.3 at Koradi. | Scheme | MERC/CAPEX/20152016/00447 | 2016-08-03 | 2016-08-08 | 13.6905 | 13.6905 |  |  | 2016-08-08 | 2017-05-03 | 2018-11-02 | 2020-10-31 | To fulfill Envirnonmental Clearance Conditions. | 2.36 | 6.0062 | 1.1092 | 0 | 9.4754 | [22 empty] | 9.4754 |  | 9.4754 | [10 empty] | Capitalised
5.7 | Construction of Bridge and road between Irrigation and Koradi TPS Canal at Koradi. | Scheme | MERC/CAPEX/20152016/00447 | 2016-08-03 | 2016-08-08 | 1.4808 | 1.4808 |  |  | 2016-08-08 | 2017-05-03 | 2018-11-02 | 2020-10-31 | To fulfill Envirnonmental Clearance Conditions. | 1.8172 | 0.2832 | 0.3776 | 0.177 | 2.655 | [22 empty] | 2.478 |  | 2.478 | [9 empty] | 1) Approved amount under the scheme is without taxes. The amount of taxes is Rs.0.41 Cr. 2) Agency has quoted rate 8.30% above which is not included in MERC approved amount. Hence amount increased of Rs.0.17Cr. 3) As per approved Deviation in quantities with excesses vide B.R. 2017/2484, Dt.14.12.2017 amount Rs. 0.60 Cr. | Capitalised
5.8 | Construction of Bridge cum Bandhara on spill channel of Pond No. 3 at Koradi. | Scheme | MERC/CAPEX/20152016/00447 | 2016-08-03 | 2016-08-08 | 3.5879 | 3.5879 |  |  | 2016-08-08 | 2017-05-03 | 2018-11-02 | 2020-10-31 | To fulfill Envirnonmental Clearance Conditions. | 5.5578 | 0.649 | 0 | 0 | 6.2068 | [22 empty] | 6.2068 |  | 6.2068 | [9 empty] | 1) Approved amount under the scheme is without taxes. The amount of taxes is Rs.0.95 Cr. 2) Agency has quoted rate 8.30% above which is not included in MERC approved amount. Hence amount increased of Rs.0.40 Cr. 3) As per approved Deviation in quantities with excesses vide B.R. 2017/2484, Dt.14.12.2017 amount Rs. 1.273 Cr. | Capitalised
| IDC | IDC | MERC/CAPEX/20152016/00447 | 2016-08-03 | 2016-08-08 | 5.38 | 5.38 |  |  | 2016-08-08 | [8 empty] | 0 | [24 empty] | 0 | [10 empty] | N.A.
6 | Supply, Installation & Commissioning of different schemes for MPCB & station requirement at KTPS, Koradi | DPR | MERC/CAPEX/20172018/4593 | 2017-04-11 | 2017-11-06 | 11.15 | 11.1434 |  |  | 2017-11-06 | [8 empty] | 0 | [24 empty] | 0 | [10 empty] | N.A.
6.1 | Procurement of 2 nos. Sky Climber | Scheme | MERC/CAPEX/20172018/4593 | 2017-04-11 | 2017-11-06 | 0.92 | 0.9258 |  |  | 2017-11-06 | 2017-04-26 |  | 2020-06-16 | saves downtime during BTL | 0 |  | 1.028 |  | 1.028 | [20 empty] | 0 |  | 1.028 |  | 1.028 | [9 empty] | capitalised 2019-20- Reason for cost over run for this scheme Estimated cost is based on budgetary offer dtd.30.07.2016 (16-17) at the time of DPR estimation. BR approval received ie 4593 dtd 07.11.2017 Tender published in July 2018 (2018-19), then refloated & after tenderisation procedure offer received in Nov.-2018 (2018-19) Received rates were 3.03 % above i.e. 1.5 % per year price escalation due to hike in euro- currency rate Also there is change of tax from VAT to GST during the period from DPR estimation (16-17) to Offer receipt (18-19) Hence the over run is there. | Capitalised
6.2 | Adaptation of Ozonisation tech. for disinfection of Sewage water | Scheme | MERC/CAPEX/20172018/4593 | 2017-04-11 | 2017-11-06 | 0.43 | 0.4321 |  |  | 2017-11-06 | 2017-12-01 |  | 2019-01-31 | Enviromental | 0.4852 | 0.030971 |  |  | 0.51617 | [20 empty] | 0 | 0.51617 |  |  | 0.51617 | [9 empty] | capitalised 2019-20- Reason for cost over run for this scheme Estimated cost is based on budgetary offer dtd.26.07.2016 (16-17) at the time of DPR estimation. BR approval received ie 4593 dtd 07.11.2017 Tender published in June 2018 (2018-19) after tenderisation procedure offer received in Oct.-2018 (2018-19) Received rates were 4.9 % above i.e. 2.5 % per year price escalation Also there is change of tax from VAT to GST during the period from DPR estimation (16-17) to Offer receipt (18-19) Hence the over run is there. | Capitalised
6.3 | Supply, installation, erection & commissioning of various online flow meters | Scheme | MERC/CAPEX/20172018/4593 | 2017-04-11 | 2017-11-06 | 0.93 | 0.9251 |  |  | 2017-11-06 | 2017-08-01 |  | 2022-03-01 | Online Water Flow Measurement is required to meet statuary requirement for MPCB | 0 |  |  |  | 0 | 0.7234 | [19 empty] | 0 |  |  |  | 0 |  |  | 0.72 | [6 empty] | will be capitalised in 2024-2024 | WIP
6.4 | Installation of on-line Gas Analyzer in unit no. 6 & 7 | Scheme | MERC/CAPEX/20172018/4593 | 2017-04-11 | 2017-11-06 | 0.87 | 0.8662 |  |  | 2017-11-06 |  |  |  |  | 0.34692 |  |  |  | 0.34692 | [20 empty] | 0.34692 |  |  |  | 0.34692 | [10 empty] | Capitalised
6.5 | LTSH coil for Unit no.7 | Scheme | MERC/CAPEX/20172018/4593 | 2017-04-11 | 2017-11-06 | 6.01 | 6 |  |  | 2017-11-06 |  |  |  |  | 0 |  |  |  | 0 | [20 empty] | 0 |  |  |  | 0 | [10 empty] | Cancelled
6.6 | Procurement of Gear Box | Scheme | MERC/CAPEX/20172018/4593 | 2017-04-11 | 2017-11-06 | 0.86 | 0.86417 |  |  | 2017-11-06 | 2017-11-01 |  | 2019-06-30 | uninterupted unloading | 0 | 0.86417 |  |  | 0.86417 | [20 empty] | 0 | 0.86417 |  |  | 0.86417 | [9 empty] | capitalised 2019-20 | Capitalised
6.7 | Procurement of BEML Dozer BD 155 Engine & PTO assembly | Scheme | MERC/CAPEX/20172018/4593 | 2017-04-11 | 2017-11-06 | 0.44 | 0.44 |  |  | 2017-11-06 | 2017-11-01 |  | 2019-06-30 | For availability of Buldozer | 0 | 0.58579 |  |  | 0.58579 | [20 empty] | 0 | 0.58579 |  |  | 0.58579 | [9 empty] | capitalised 2019-20- Reason for cost over run for this scheme Estimated cost is based on budgetary offer dtd.19.06.2015 at the time of DPR estimation. BR approval received ie 4593 dtd 07.11.2017 OEM Enquiry submitted on Feb -2018 (2017-18) ie after 2.7 years. Rates received are higher by 22 % i.e. 8 % per year due to material & labour cost rise within 3 years Regarding Rate reasonability (being OEM ),latest rate of item supplied to NTPC is Rs 40.24108 Lakh (2017-18). The received rate of Rs 42.252 Lakh is 4.8 % above of NTPC order rate (2016-17) Also there is change of tax from VAT to GST. Hence the over run is there. | Capitalised
| IDC | IDC | MERC/CAPEX/20172018/4593 | 2017-04-11 | 2017-11-06 | 0.69 | 0.69 |  |  | 2017-11-06 |  |  |  |  | 0 |  |  |  | 0 | [20 empty] | 0 |  |  |  | 0 | [10 empty] | N.A.
7 | CTR Work (Complete Track Renewal)/ Renovation for existing broad guage railway siding for Koradi TPS. | DPR | MERC/CAPEX/20172018/4266 | 2017-04-11 | 2017-09-28 | 13.52 | 13.529 |  |  | 2017-09-28 | [8 empty] | 0 | [24 empty] | 0
7.1 | CRT Work (Complete Track Renewal)/ Renovation for existing broad guage railway siding for Koradi TPS. | Scheme | MERC/CAPEX/20172018/4266 | 2017-04-11 | 2017-09-28 | 13.52 | 13.529 |  |  | 2017-09-28 | [8 empty] | 0 |  |  | 17.98 | [21 empty] | 0 |  |  | 17.98 | [7 empty] | WIP
8 | Work of construction of WBM Road & drain on filling hot water canal from Pond No. 2 to Pond No. 3 and construction of bridge cum weir on Pond No. 3 parallel to National Highway at Koradi TPS | DPR | MERC/CAPEX/20172018/4569 | 2017-10-03 | 2017-11-07 | 12.2831 | 12.2831 |  |  | 2017-11-07 | [8 empty] | 0 | [24 empty] | 0
8.1 | Construction of WBM road and drain on filling of hot water canal from Pond No.2 to Pond No.3. | Scheme | MERC/CAPEX/20172018/4569 | 2017-10-03 | 2017-11-07 | 8.5206 | 8.5206 |  |  | 2017-11-07 | 2018-01-22 | 2018-11-21 | 2020-01-31 | To avoid accidents of nearby residents in un-utlized Hot Water Canal | 9.16 | 2.16 | 0.23 |  | 11.55 | [20 empty] | 0 |  | 11.55 |  | 11.55 | 0.38034 | [8 empty] | 1) MERC approved amount under the scheme is without taxes. The amount of taxes is Rs.1.80 Cr. 1) As per approved Deviation in quantities with excesses vide B.R. 2018/2684, Dt.25.07.2018 amount Rs. 1.23 Cr | Capitalised
8.2 | Construction of bridge cum weir on Pond No.3 parallel to National Highway. | Scheme | MERC/CAPEX/20172018/4569 | 2017-10-03 | 2017-11-07 | 3.7625 | 3.7625 |  |  | 2017-11-07 | 2018-04-30 | 2018-12-29 | 2019-05-04 | Satisfying the requirement of connecting both side bund for movement from Devi Mandir road to Bhawan's school road and soil/durt/ash mix water accumulated behind the barrage inturns clear water flow over the barrage in rainy season | 2.48 | 1.06 |  |  | 3.54 | [20 empty] | 0 |  | 3.54 |  | 3.54 | [10 empty] | Capitalised
10 | Conservation of Koradi Lake, Nagpur under the National Plan for conservation of Aquatic Eco System (NPCA) | DPR | MERC/CAPEX/20182019/1256 | 2018-05-16 | 2018-10-01 | 17.48 | 17.48 |  |  | 2018-10-01 | [8 empty] | 0 | [24 empty] | 0
10.1 | Conservation of Koradi Lake, Nagpur under the National Plan for conservation of Aquatic Eco System (NPCA) | Scheme | MERC/CAPEX/20182019/1256 | 2018-05-16 | 2018-10-01 | 17.48 | 17.48 |  |  | 2018-10-01 | 2019-02-20 | 2020-08-19 |  | Prevention of pollution from point and non-point sources. Treatment of catchment area. Desilting and weed control. Research and development studies of floral and faunal activities and related ecological aspects. Other activities depending on the lake spec | 3.5 |  | 2.64 |  | 6.14 | 5 | 6.34 | [18 empty] | 0 |  |  |  | 0 |  |  | 11.55 | [6 empty] | Depository work by NMRDA Nagpur | WIP
11 | Providing & Construction of various public amenities in the rehabilitated villages of Koradi & Khasara at Koradi TPS | DPR | MERC/CAPEX/20182019/0946 | 2018-06-27 | 2018-06-29 | 13.1 | 13.1 |  |  | 2018-06-29 | [8 empty] | 0 | [24 empty] | 0
11.1 | Implementation of water supply scheme (W.S.S.) in rehabilitated villages. | Scheme | MERC/CAPEX/20182019/0946 | 2018-06-27 | 2018-06-29 | 0.79851 | 0.79851 |  |  | 2018-06-29 | 2018-11-21 | 2019-05-20 | 2020-09-10 | Rehabilitation work | 0.236 | 0.2832 | 0.2596 | 0.0826 | 0.8614 | [20 empty] | 0 | 0.5192 |  |  | 0.5192 | [9 empty] | MERC Approved amount is without taxes | WIP
11.2 | Construction of Grampanchayat office building (Additional floor) | Scheme | MERC/CAPEX/20182019/0946 | 2018-06-27 | 2018-06-29 | 0.24218 | 0.24218 |  |  | 2018-06-29 | 2018-10-29 | 2019-04-28 | 2019-04-28 | Rehabilitation work | 0.1534 | 0.0708 | 0 | 0 | 0.2242 | [20 empty] | 0 | 0.2242 |  |  | 0.2242 | 0 | [8 empty] | MERC Approved amount is without taxes | Capitalised
11.3 | Asphalting of Main road and other internal roads in rehabilitated villages. | Scheme | MERC/CAPEX/20182019/0946 | 2018-06-27 | 2018-06-29 | 4.3519 | 4.3519 |  |  | 2018-06-29 | 2018-11-20 | 2019-07-19 | 2019-12-31 | Rehabilitation work | 2.86 | 1.85 | 0 | 0 | 4.71 | [20 empty] | 0 | 4.71 |  |  | 4.71 | 0 | [8 empty] | MERC Approved amount is without taxes | Capitalised
11.4 | Development & construction of Bazar otta in rehabilitated village in Nanda. | Scheme | MERC/CAPEX/20182019/0946 | 2018-06-27 | 2018-06-29 | 0.50271 | 0.50271 |  |  | 2018-06-29 | 2018-12-01 | 2019-05-31 | 2019-05-31 | Rehabilitation work | 0.1062 | 0.3776 | 0 | 0 | 0.4838 | [20 empty] | 0 | 0.4838 |  |  | 0.4838 | 0 | [8 empty] | MERC Approved amount is without taxes | Capitalised
11.5 | Other works as per the directives of Energy Deptt. GoM | Scheme | MERC/CAPEX/20182019/0946 | 2018-06-27 | 2018-06-29 | 4.657 | 4.657 |  |  | 2018-06-29 | 2018-10-01 | 2019-03-31 | 2019-11-30 | Rehabilitation work | 1.98 | 2.02 | 0.465 | 0 | 4.465 | [20 empty] | 0 | 4 |  |  | 4 | [9 empty] | MERC Approved amount is without taxes | WIP
11.6 | Asphalting of Main road and other internal roads in rehabilitated villages at Khasara. | Scheme | MERC/CAPEX/20182019/0946 | 2018-06-27 | 2018-06-29 | 1.4326 | 1.4326 |  |  | 2018-06-29 | 2018-11-21 | 2019-05-20 | 2020-09-10 | Rehabilitation work | 0.4012 | 1.0148 | 0.0236 | 0 | 1.4396 | [20 empty] | 0 | 1.416 |  |  | 1.416 | [9 empty] | MERC Approved amount is without taxes | Capitalised
11.7 | Construction of Dome structure for Buddha Vihar at Khasara. | Scheme | MERC/CAPEX/20182019/0946 | 2018-06-27 | 2018-06-29 | 0.1867 | 0.1867 |  |  | 2018-06-29 | 2019-08-01 | 2020-04-30 | 2020-04-30 | Rehabilitation work | 0 | 0.059 | 0 | 0.118 | 0.177 | [20 empty] | 0 | 0.059 |  |  | 0.059 | [9 empty] | MERC Approved amount is without taxes | WIP
11.8 | Construction of compound wall around open premises of Buddha Vihar at Khasara | Scheme | MERC/CAPEX/20182019/0946 | 2018-06-27 | 2018-06-29 | 0.41622 | 0.41622 |  |  | 2018-06-29 | 2018-10-28 | 2019-04-27 | 2019-04-27 | Rehabilitation work | 0.2596 | 0.0944 | 0 | 0 | 0.354 | [20 empty] | 0 | 0.354 |  |  | 0.354 | 0 | [8 empty] | MERC Approved amount is without taxes | Capitalised
11.9 | a) Construction of toilets block of Khasara school building Rs. 19,15,081.40 b) Development of ground of school Building Khasara Rs. 12,06,026.50 c) Street light on internal roads Rs. 20,00,000.00 at Khasara (L.S. Provision) | Scheme | MERC/CAPEX/20182019/0946 | 2018-06-27 | 2018-06-29 | 0.51211 | 0.51211 |  |  | 2018-06-29 | 2018-10-08 | 2019-03-04 | 2019-03-04 | Rehabilitation work | 0.1298 | 0.0944 | 0 | 0 | 0.2242 | [20 empty] | 0 | 0.2242 |  |  | 0.2242 | 0 | [8 empty] | MERC Approved amount is without taxes | Capitalised
12 | Various DPR Schemes for Providing green belt around Pond No.3, construction of weir & reclaiming natural stream from Pond No. 3 to Kolar River on d/s side of Pond No.3 and deepening of West side of Pond No.3 at Koradi TPS | DPR | MERC/CAPEX/20182019/1241 | 2018-07-10 | 2018-09-20 | 28.557 | 28.557 |  |  | 2018-09-20 | [8 empty] | 0 | [24 empty] | 0
12.1 | Work of reducing the evaporation losses by protecting Pond No. 3 with green belt | Scheme | MERC/CAPEX/20182019/1241 | 2018-07-10 | 2018-09-20 | 5.1837 | 5.1837 |  |  | 2018-09-20 |  |  |  |  | 0 |  |  |  | 0 | [20 empty] | 0 |  |  |  | 0 | [10 empty] | Cancelled
12.2 | Deepening of West side of Pond No.3 at Koradi | Scheme | MERC/CAPEX/20182019/1241 | 2018-07-10 | 2018-09-20 | 18.2976 | 18.2976 |  |  | 2018-09-20 | 2019-04-03 | 2020-01-02 | 2020-06-29 |  | 0 | 11.24 |  |  | 11.24 | [20 empty] | 0 |  | 11.24 |  | 11.24 | [9 empty] | Short closed | Capitalised
12.3 | Construction of Weir on d/s side of Pond No.3 and reclaiming of natural stream / nallah from Pond No.3 to Kolar river | Scheme | MERC/CAPEX/20182019/1241 | 2018-07-10 | 2018-09-20 | 3.2735 | 3.2735 |  |  | 2018-09-20 |  |  |  |  | 0 |  | 0.03 |  | 0.03 | [20 empty] | 0 |  |  |  | 0 | [9 empty] | Short closed | Cancelled
| IDC | IDC | MERC/CAPEX/20182019/1241 | 2018-07-10 | 2018-09-20 | 1.8021 | 1.8021 |  |  | 2018-09-20 |  |  |  |  | 0 |  |  |  | 0 | [20 empty] | 0 |  |  |  | 0 | [10 empty] | N.A.
13 | Refurbishment of Coal Handling Plant at Koradi TPS | DPR | MERC/CAPEX/2019-20/0130 | 2018-08-23 | 2019-05-08 | 27.41 | 27.41 |  |  | 2019-05-08 | [8 empty] | 0 | [24 empty] | 0
13.1 | Old CHP (WT-2 & WT-3) Refurbishment (R&M) at 2 x 210 MW Units ofKoradi Thermal Power Station. | Scheme | MERC/CAPEX/2019-20/0130 | 2018-08-23 | 2019-05-08 | 19.24 | 19.24 |  |  | 2019-05-08 |  |  |  | Availability of system enhanced and improved, Addition into life extension of system and reduction in auxiliary power consumption. | 0 |  | 2.9787 | 5.7305 | 8.7092 | 10.5308 | 3.12 | [18 empty] | 0 |  | 2.9787 | 5.7305 | 8.7092 | 6.5487 | 3.5626 | [8 empty] | Capitalised
13.2 | Old Reclaiming System’s Refurbishment (R&M) at 2 x 210 MW Units Koradi Thermal Power Station. | Scheme | MERC/CAPEX/2019-20/0130 | 2018-08-23 | 2019-05-08 | 2.72 | 2.72 |  |  | 2019-05-08 |  |  |  | Availability of system enhanced and improved, Addition into life extension of system and reduction in auxiliary power consumption. | 0 |  | 0 | 1.1261 | 1.1261 | 1.5939 | [19 empty] | 0 |  | 0 | 1.1261 | 1.1261 | 1.4708 | [9 empty] | Capitalised
13.3 | Junction Tower’s Refurbishment (R&M) of 2 x 210 MW Units of Koradi Thermal Power Station. | Scheme | MERC/CAPEX/2019-20/0130 | 2018-08-23 | 2019-05-08 | 3.27 | 3.27 |  |  | 2019-05-08 |  |  |  | Availability of system enhanced and improved, Addition into life extension of system and reduction in auxiliary power consumption. | 0 |  | 2.2364 | 0 | 2.2364 | 1.0336 | [19 empty] | 0 |  | 2.2364 | 0 | 2.2364 | 0.6372 | [9 empty] | Capitalised
| IDC | IDC | MERC/CAPEX/2019-20/0130 | 2018-08-23 | 2019-05-08 | 2.18 | 2.18 |  |  | 2019-05-08 |  |  |  |  | 0 |  |  |  | 0 | [20 empty] | 0 |  |  |  | 0 | [10 empty] | N.A.
14 | Various DPR Schemes for Work of strengthening and asphalting on the peripheral earthen embankment of Pond No.3 and part portion of inspection road (Navegaon to Rohana) of Pench intake pipeline from Pench to Pond No. 3 at Koradi | DPR | MERC/CAPEX/20182019/021 | 2019-09-29 | 2019-01-19 | 25.1364 | 25.1364 |  |  | 2019-01-19 | [8 empty] | 0 | [24 empty] | 0
14.1 | Work of strengthening and asphalting on the peripheral earthen embankment of Pond No.3 at Koradi. | Scheme | MERC/CAPEX/20182019/021 | 2019-09-29 | 2019-01-19 | 11.2959 | 11.2959 |  |  | 2019-01-19 | 2020-02-28 | 2021-02-27 | 2021-02-27 | Service road | 0 |  | 9.4 | 0 | 9.4 | 1.9 | [19 empty] | 0 |  |  |  | 0 | 9.79 | [8 empty] | Agency has quoted the rate 4.90% above. Approved vide B.R. 2019/3126, Dt.18.09.2019 amount Rs. 0.47 Cr. | WIP
14.2 | Work of strengthening and asphalting of part portion of inspection road (Navegaon to Rohana) of Pench intake pipeline from Pench to Pond No.3 at Koradi. | Scheme | MERC/CAPEX/20182019/021 | 2019-09-29 | 2019-01-19 | 13.8405 | 13.8405 |  |  | 2019-01-19 | 2020-02-28 | 2021-02-27 | 2021-08-31 | Service road | 0 |  | 5.782 | 8.5904 | 14.3724 | 0 | [19 empty] | 0 |  |  |  | 0 | 14.2999 | [8 empty] | Agency has quoted the rate 4.90% above. Approved vide B.R. 2019/3125, Dt.18.09.2019 amount Rs. 0.57 Cr. | WIP
| IDC | IDC | MERC/CAPEX/20182019/021 | 2019-09-29 | 2019-01-19 | 0 | 0 |  |  | 2019-01-19 |  |  |  |  | 0 |  |  |  | 0 | [20 empty] | 0 |  |  |  | 0 | [10 empty] | N.A.
15 | Various Electrical schemes at Unit 6 & 7 and outdoor area for system up-gradation at 210MW Koradi TPS | DPR | MERC/CAPEX/2019-2020/735 | 2019-07-29 | 2019-09-16 | 13.2685 | 13.2685 |  |  | 2019-09-16 | [8 empty] | 0 | [24 empty] | 0
15.1 | Procurement & Replacement of 2250 AH & 220V station battery set and battery charger for U-6 at Koradi TPS 210MW along-with suitable Battery charger. (Including Taxes.) | Scheme | MERC/CAPEX/2019-2020/735 | 2019-07-29 | 2019-09-16 | 2.95 | 2.95 |  |  | 2019-09-16 | 2022-04-01 | 2020-09-10 | 2023-03-27 |  | 0 |  |  |  | 0 | 2.87 | [19 empty] | 0 |  |  |  | 0 | 2.87 | [9 empty] | Capitalised
15.2 | Retrofitting of existing VCB to U#7 HT Board, Station area & Outdoor area | Scheme | MERC/CAPEX/2019-2020/735 | 2019-07-29 | 2019-09-16 | 8.2423 | 8.2423 |  |  | 2019-09-16 |  |  |  |  | 0 |  |  |  | 0 | [20 empty] | 0 |  |  |  | 0 | [9 empty] | Unit # 7 Retired | Cancelled
15.3 | Supply & retrofitting of GT, UAT, 6.6 KV Motor and 6.6 KV feeder protection with numerical relay & for motor & feeder protection for Unit-7. | Scheme | MERC/CAPEX/2019-2020/735 | 2019-07-29 | 2019-09-16 | 1.0962 | 1.0962 |  |  | 2019-09-16 |  |  |  |  | 0 |  |  |  | 0 | [20 empty] | 0 |  |  |  | 0 | [9 empty] | Unit # 7 Retired | Cancelled
| IDC | IDC | MERC/CAPEX/2019-2020/735 | 2019-07-29 | 2019-09-16 | 0.98 | 0.98 |  |  | 2019-09-16 |  |  |  |  | 0 |  |  |  | 0 | [20 empty] | 0 |  |  |  | 0 | [10 empty] | N.A.
16 | Decommissioning & Up-gradation of existing DCS at U#5 with Re-commissioning of the same at U#7 & Procurement of rotating assembly for GS Water Pump at Koradi TPS-210 MW at Koradi TPS | DPR | MERC/CAPEX/2019-2020/WFH/SBR/11 | 2019-08-16 | 2020-06-08 | 11.23 | 11.23 |  |  | 2020-06-08 | [8 empty] | 0 | [24 empty] | 0 | [9 empty] | Unit # 7 Retired | Cancelled
16.1 | Decommissioning & Shifting of M/s ABB make DCS system at KTPS Unit # 5 & Re-commissioning with Up gradation to Symphony Plus at KTPS Unit #7, 210MW Koradi. | Scheme | MERC/CAPEX/2019-2020/WFH/SBR/11 | 2017-01-10 | 2020-06-08 | 8.97 | 8.97 |  |  | 2020-06-08 | [8 empty] | 0 | [24 empty] | 0 | [10 empty] | Cancelled
16.2 | Supply, erection & commissioning of rotating assembly for general service water pumps at 210 MW, KTPS, Koradi. | Scheme | MERC/CAPEX/2019-2020/WFH/SBR/11 | 2017-01-11 | 2020-06-08 | 1.9 | 1.9 |  |  | 2020-06-08 | [8 empty] | 0 | [24 empty] | 0 | [10 empty] | Cancelled
| IDC | IDC | MERC/CAPEX/2019-2020/WFH/SBR/11 | 2017-01-12 | 2020-06-08 | 0.36 | 0.36 |  |  | 2020-06-08 | [8 empty] | 0 | [24 empty] | 0 | [10 empty] | Cancelled
17 | Flue Gas Desulphurization (FGD) System at 10 Nos. of 210 MW Units at Chandrapur, Koradi, Khaperkheda & Nasik TPS | DPR | MERC/CAPEX/2021-2022/MSPGCL/097 | 2021-02-26 | 2022-03-14 | 69.43 | 69.43 |  |  | 2022-03-14 | [8 empty] | 0 | [24 empty] | 0 | [10 empty] | N.A.
17.1 | Flue Gas Desulphurization (FGD) System at Unit #6 Koradi TPS | Scheme | MERC/CAPEX/2021-2022/MSPGCL/097 | 2021-02-26 | 2022-03-14 | 66.55 | 66.55 |  |  | 2022-03-14 | 2022-03-14 | 2024-08-30 | 2024-08-30 |  | 0 |  |  |  | 0 | 24.51 | 73.53 | [18 empty] | 0 |  |  |  | 0 |  |  | 96.25 | [7 empty] | WIP
| IDC | IDC | MERC/CAPEX/2021-2022/MSPGCL/097 | 2021-02-26 | 2022-03-14 | 2.88 | 2.88 |  |  | 2022-03-14 |  |  |  |  | 0 |  |  |  | 0 | 0.576 | 2.304 | [18 empty] | 0 |  |  |  | 0 | [10 empty] | N.A.
HO DPR 2 | Ash Augmentation System at Nasik & Koradi Thermal Power Station | DPR | MERC/CAP/DPR/10/08/537 | 2007-07-31 | 2008-03-04 | 26.99 | 26.99 |  |  | 2008-03-04 | [8 empty] | 0 | [24 empty] | 0
HO DPR 2.2 | Ash Augmentation System at Koradi Thermal Power Station | Scheme | MERC/CAP/DPR/10/08/537 | 2007-07-31 | 2008-03-04 | 26.99 | 26.99 |  |  | 2008-03-04 |  |  |  |  | 24.14 |  |  |  | 24.14 | [8 empty] | 100% | [11 empty] | 24.14 |  |  |  | 24.14 | [10 empty] | Capitalised
| IDC | IDC | MERC/CAP/DPR/10/08/537 | 2007-07-31 | 2008-03-04 |  |  |  |  | 2008-03-04 |  |  |  |  | 0 |  |  |  | 0 | [20 empty] | 0 |  |  |  | 0 | [10 empty] | N.A.
HO DPR 5 | Procurement of energy efficient HT motors at Bhusawal TPS, Koradi TPS, Chandrapur TPS, khaperkheda TPS, Parli TPS & Paras TPS as insurance spares | DPR | MERC/TECH 1/CAPEX/20142015/01218 | 2014-10-01 | 2014-11-25 | 2.22 | 2.22 |  |  | 2014-11-25 | [8 empty] | 0 | [24 empty] | 0
HO DPR 5.6 | Koradi: Procurement & Commissioning of Energy efficient HT motors (Coal Mill & PA fan) for Unit-7at KTPS | Scheme | MERC/TECH 1/CAPEX/20142015/01218 | 2014-10-01 | 2014-11-25 | 2.22 | 2.22 |  |  | 2014-11-25 |  |  |  |  | 0 | 0.14 |  |  | 0.14 | [20 empty] | 0 | 0.14 |  |  | 0.14 | [9 empty] | Unit # 7 Retired | Cancelled
HO DPR 7 | Installation of Real Time Online Coal-Ash Analyzer at various TPS | DPR | MERC/CAPEX/20162017/00774 | 2016-08-26 | 2016-09-30 | 4.0552 | 4.0552 |  |  | 2016-09-30 | [8 empty] | 0 | [24 empty] | 0
HO DPR 7.2 | Koradi TPS | Scheme | MERC/CAPEX/20162017/00774 | 2016-08-26 | 2016-09-30 | 4.0552 | 4.0552 |  |  | 2016-09-30 |  |  |  |  | 0 |  |  |  | 0 | [20 empty] | 0 |  |  |  | 0 | [10 empty] | Not Initiated
HO DPR 8 | Replacement of Fire Tenders at Various Power Stations of Mahagenco | DPR | MERC/CAPEX/20172018/4653 | 2017-04-19 | 2017-11-13 | 2.7 | 2.7 |  |  | 2017-11-13 | [8 empty] | 0 | [24 empty] | 0
HO DPR 8.1 | Advance Multipurpose Fire Tender for KTPS | Scheme | MERC/CAPEX/20172018/4653 | 2017-04-19 | 2017-11-13 | 1.45 | 1.45 |  |  | 2017-11-13 |  |  | 2021-01-01 | safety from fire | 0 | 0 | 1.7765 |  | 1.7765 | [20 empty] | 0 |  | 1.7765 |  | 1.7765 | [10 empty] | Capitalised
HO DPR 8.2 | Normal Multipurpose Fire Tender for KTPS | Scheme | MERC/CAPEX/20172018/4653 | 2017-04-19 | 2017-11-13 | 1.25 | 1.25 |  |  | 2017-11-13 |  |  |  |  | 0 |  |  |  | 0 |  | 2.18 | [18 empty] | 0 |  |  |  | 0 | 2.18 | [8 empty] | capitalized in F.Y.2023-24 | Capitalised
| IDC | IDC | MERC/CAPEX/20172018/4653 | 2017-04-19 | 2017-11-13 |  |  |  |  | 2017-11-13 |  |  |  |  | 0 |  |  |  | 0 | [20 empty] | 0 |  |  |  | 0 | [10 empty] | N.A.
HO DPR-11 | Reuse of tertiary treated water for Koradi and Khaperkheda Thermal Power Plant from Bhandewadi STP | DPR | MERC/CAPEX/MSPGCL/2018-19/1156 | 2018-04-18 | 2018-07-24 | 21.13 | 21.13 |  |  | 2018-07-24 | [8 empty] | 0 | [24 empty] | 0
HO DPR 11.1 | Reuse of tertiary treated water for Koradi and Khaperkheda Thermal Power Plant from Bhandewadi STP | Scheme | MERC/CAPEX/MSPGCL/2018-19/1156 | 2018-04-18 | 2018-07-24 | 20.41 | 20.41 |  |  | 2018-07-24 |  |  |  | To follow the GOI & GOM Policy in regard to use of treated sewage by Thermal Power Plant. Save fresh water. The problem of pollution in the rivers in Nagpur & Gosikhurd dam water will be solved.Protect the health of colony & plant inhabitants. | 0 | 3.35 | 6.095 | 0.99 | 10.435 | [20 empty] | 0 |  | 9.445 |  | 9.445 | 0.98875
| IDC | IDC | MERC/CAPEX/MSPGCL/2018-19/1156 | 2018-04-18 | 2018-07-24 | 0.72 | 0.72 |  |  | 2018-07-24 |  |  |  |  | 0 |  |  |  | 0 | [20 empty] | 0 |  |  |  | 0 | [10 empty] | N.A.
HO DPR-12 | Various DPR Schemes for The work of maintaining the zero discharge condition of Pond No. 2 & Pond No.3 and providing the facilities on peripheral area of Pond No.3 such as roads / bridges with lightening arrangement at Koradi TPS | DPR | MERC/CAPEX/2018-2019/1242 | 2018-07-10 | 2018-09-22 | 15.7443 | 15.7443 |  |  | 2018-09-22 | [8 empty] | 0 | [24 empty] | 0 | [10 empty] | N.A.
HO DPR 12.1 | The work of maintaining the zero discharge condition of Pond No.2 & Pond No.3 at KTPS Koradi | Scheme | MERC/CAPEX/2018-2019/1242 | 2018-07-10 | 2018-09-22 | 4.2068 | 4.2068 |  |  | 2018-09-22 |  |  |  |  | 0 | 0.30539 |  |  | 0.30539 | [20 empty] | 0 | 0.30539 |  |  | 0.30539 | [10 empty] | Capitalised
HO DPR 12.2 | Providing the facilities on peripheral area of Pond No.3 such as roads / bridges with lightening arrangement at Koradi TPS | Scheme | MERC/CAPEX/2018-2019/1242 | 2018-07-10 | 2018-09-22 | 11.5375 | 11.5375 |  |  | 2018-09-22 | [5 empty] | 5.7668 | 1.2849 | 0.35 | 7.4017 | 0.79471 | [19 empty] | 0 | 3.7568 | 3.2537 |  | 7.0105 | 0.78151
HO DPR 13 | Construction of new Administrative Building for Mahagenco at Vidyut Bhawan, Katol Road, Nagpur | DPR | MERC/CAPEX/2021-2022/MSPGCL/063 | 2018-08-31 | 2022-02-12 | 113.91 | 57 |  |  | 2022-02-12 | [8 empty] | 0 | [24 empty] | 0
HO DPR 13.1 | Construction of new Administrative Building for Mahagenco at Vidyut Bhawan, Katol Road, Nagpur | Scheme | MERC/CAPEX/2021-2022/MSPGCL/063 | 2018-08-31 | 2022-02-12 | 108.48 | 54.24 |  |  | 2022-02-12 | [8 empty] | 0 | [20 empty] | 0 | 0 | 0 | 0 | 0 | [10 empty] | To be confirmed
| IDC | IDC | MERC/CAPEX/2021-2022/MSPGCL/063 | 2018-08-31 | 2022-02-12 | 5.43 | 2.76 |  |  | 2022-02-12 | [8 empty] | 0 | [20 empty] | 0 | 0 | 0 | 0 | 0 | [10 empty] | To be confirmed
HO DPR 14 | Centralized Monitoring Solution | DPR | MERC/CAPEX/MSPGCL/2023-24/0576 | 2023-03-28 | 2023-11-02 | 69.309 | 69.309 |  |  | 2023-11-02 | [8 empty] | 0 | [24 empty] | 0 | [10 empty] | N.A.
HO DPR 14.1 | Centralized Monitoring Solution | Scheme | MERC/CAPEX/MSPGCL/2023-24/0576 | 2023-03-28 | 2023-11-02 | 66.009 | 66.009 |  |  | 2023-11-02 | [8 empty] | 0 | [24 empty] | 0 | [10 empty] | To be confirmed
| IDC | IDC | MERC/CAPEX/MSPGCL/2023-24/0576 | 2023-03-28 | 2023-11-02 | 3.3 | 3.3 |  |  | 2023-11-02 | [8 empty] | 0 | [24 empty] | 0 | [10 empty] | N.A.
[19 empty] | 0 | [24 empty] | 0
| (i) Yet to be Submitted to MERC | [17 empty] | 0 | [10 empty] | 0 | [13 empty] | 0
1 | Various plant performance improvement scheme of 210 MW, Unit 06, KTPS |  | (ii) Yet to be submitted to MERC | [15 empty] | 0 | [24 empty] | 0
1.1 | Modification / replacement of existing compressor system to reduce auxiliary power consumption of Unit-6 |  | (ii) Yet to be submitted to MERC |  |  | 5 | [12 empty] | 0 |  |  |  | 5 | [20 empty] | 0 |  |  |  | 5 | [5 empty] | DPR under preparation | Not Initiated
1.2 | Procurement of 2 Nos. Diesel Engine Driven Pumps at Fire Fighting pump house. |  | (ii) Yet to be submitted to MERC |  |  | 2 | [7 empty] | Safety from Fire Hazards Mandatory as per NBC |  |  |  |  | 0 |  |  |  | 2 | [20 empty] | 0 |  |  |  | 2 | [5 empty] | DPR under preparation | Not Initiated
1.3 | Supply ,erection and commissioning of complete mechanical, electrical, C & I and design & engineering of associated structural and architectural works of PLC based pneumatic operated mill reject system |  | (ii) Yet to be submitted to MERC |  |  | 7.12 | [12 empty] | 0 |  |  |  | 7.12 | [20 empty] | 0 |  |  |  | 7.12 | [5 empty] | DPR under preparation | Not Initiated
1.4 | Supply ,erection of the modification of existing coal bunker and commissioning of bunker chute assembly with vibrating motor to avoid bunker mouth coal choke up |  | (ii) Yet to be submitted to MERC |  |  | 7.4 | [12 empty] | 0 |  |  |  |  | 7.4 | [19 empty] | 0 |  |  |  |  | 7.4 |  |  |  |  | DPR under preparation | Not Initiated
1.5 | Procurement of S S Tubes for Condenser. |  | (ii) Yet to be submitted to MERC |  |  | 1 | [7 empty] | Improvement in condenser vacuum and reduction in condenser tube leakage |  |  |  |  | 0 |  |  |  |  | 1 | [19 empty] | 0 |  |  |  |  | 1 |  |  |  |  | DPR under preparation | Not Initiated
1.6 | Complete replacement of ducting system from Economizer inlet to ESP outlet for Unit-6 |  | (ii) Yet to be submitted to MERC |  |  | 3 | [12 empty] | 0 |  |  |  |  | 3 | [19 empty] | 0 |  |  |  |  | 3 |  |  |  |  | DPR under preparation | Not Initiated
1.7 | Procurement of Economiser coil at Unit-6,KTPS,Koradi |  | (ii) Yet to be submitted to MERC |  |  | 5 | [12 empty] | 0 |  |  |  |  | 5 | [19 empty] | 0 |  |  |  |  | 5 |  |  |  |  | DPR under preparation | Not Initiated
1.8 | Complete replacement of Collecting Plates and Emitting Electodes of ESP of Unit-6 |  | (ii) Yet to be submitted to MERC |  |  | 3.5 | [12 empty] | 0 | [5 empty] | 3.5 | [18 empty] | 0 | [5 empty] | 3.5 |  |  |  | DPR under preparation | Not Initiated
1.9 | Procurement of 2 nos. higher capacity and energy efficient complete G S pump along with motor. |  | (ii) Yet to be submitted to MERC |  |  | 4.5 | [7 empty] | Restoration of GS system and reduction in APC |  |  |  |  | 0 | [5 empty] | 4.5 | [18 empty] | 0 | [5 empty] | 4.5 |  |  |  | DPR under preparation | Not Initiated
1.1 | Procurement of Coal mill XRP-803 body with complete assymbly at BM-II,210MW,Unit-6, KTPS,Koradi. |  | (ii) Yet to be submitted to MERC |  |  | 5 | [12 empty] | 0 | [5 empty] | 5 | [18 empty] | 0 | [5 empty] | 5 |  |  |  | DPR under preparation | Not Initiated
1.11 | Procurement of ID fan complete rotor assembly for Unit-6 |  | (ii) Yet to be submitted to MERC |  |  | 5 | [12 empty] | 0 | [6 empty] | 5 | [17 empty] | 0 | [6 empty] | 5 |  |  | DPR under preparation | Not Initiated
1.12 | Procurement of VT pump for ETP RWP |  | (ii) Yet to be submitted to MERC |  |  | 2 | [7 empty] | Restoration of ETP performance |  |  |  |  | 0 | [6 empty] | 2 | [17 empty] | 0 | [6 empty] | 2 |  |  | DPR under preparation | Not Initiated
1.13 | Procurement of Air Preheater Basket for Unit No. 6(228 MW) at KTPS , Koradi. |  | (ii) Yet to be submitted to MERC |  |  | 6 | [12 empty] | 0 | [6 empty] | 6 | [17 empty] | 0 | [6 empty] | 6 |  |  | DPR under preparation | Not Initiated
1.14 | Procurement of FD fan complete rotor assembly for Unit-6 |  | (ii) Yet to be submitted to MERC |  |  | 5 | [12 empty] | 0 | [7 empty] | 5 | [16 empty] | 0 | [7 empty] | 5 |  | DPR under preparation | Not Initiated
1.15 | Procurement of BFP Cartridge. |  | (ii) Yet to be submitted to MERC |  |  | 10 | [7 empty] | Restoration of BFP performance and reduction in APC |  |  |  |  | 0 | [7 empty] | 10 | [16 empty] | 0 | [7 empty] | 10 |  | DPR under preparation | Not Initiated
1.16 | Procurement of PA fan complete rotor assembly for Unit-6 |  | (ii) Yet to be submitted to MERC |  |  | 5 | [12 empty] | 0 | [7 empty] | 5 | [16 empty] | 0 | [7 empty] | 5 |  | DPR under preparation | Not Initiated
2 | Various Electrical & Instrumentation improvement & upgradation scheme of 210 MW, Unit 06, KTPS |  | (ii) Yet to be submitted to MERC | [15 empty] | 0 | [24 empty] | 0 | [9 empty] | DPR under preparation | Not Initiated
2.1 | Upgradation of LT MCC Feeder above 90 KW by LT ACB for reliability enhancement |  | (ii) Yet to be submitted to MERC |  |  | 3.84 | [12 empty] | 0 |  |  |  | 3.84 | [20 empty] | 0 |  |  |  | 3.84 | [5 empty] | DPR under preparation | Not Initiated
2.2 | Upgradation of LT breakers by new technology LT ACB for performance improvement |  | (ii) Yet to be submitted to MERC |  |  | 4.44 | [12 empty] | 0 |  |  |  | 4.44 | [20 empty] | 0 |  |  |  | 4.44 | [5 empty] | DPR under preparation | Not Initiated
2.3 | Supply & retrofitting of 6.6 KV motor and 6.6 KV feeder protection with numerical relay & motor & feeder protection for station board. |  | (ii) Yet to be submitted to MERC |  |  | 2 | [12 empty] | 0 |  |  |  | 2 | [20 empty] | 0 |  |  |  | 2 | [5 empty] | DPR under preparation | Not Initiated
2.4 | or statutory pollution requirementstack emmission |  | (ii) Yet to be submitted to MERC |  |  | 2 | [12 empty] | 0 |  |  |  | 2 | [20 empty] | 0 |  |  |  | 2 | [5 empty] | DPR under preparation | Not Initiated
2.5 | Supply and installation of new VCB for Unit 6 board and outdoor area at 210MW, Koradi TPS​ |  | (ii) Yet to be submitted to MERC |  |  | 20 | [12 empty] | 0 |  |  |  | 20 | [20 empty] | 0 |  |  |  | 20 | [5 empty] | DPR under preparation | Not Initiated
2.6 | DCS system regulates controls across entire plants, waiting too long to upgrade can lead to system abnormal behaviour. So it is required to upgrade our HMI DCS system. |  | (ii) Yet to be submitted to MERC |  |  | 4.73 | [12 empty] | 0 |  |  |  | 4.73 | [20 empty] | 0 |  |  |  | 4.73 | [5 empty] | DPR under preparation | Not Initiated
2.7 | Supply, Erection & Commissioning of Distribution Panel of Colony at KTPS,Koradi. |  | (ii) Yet to be submitted to MERC |  |  | 2.1 | [12 empty] | 0 |  |  |  | 2.1 | [20 empty] | 0 |  |  |  | 2.1 | [5 empty] | DPR under preparation | Not Initiated
2.8 | Supply, Erection, Testing and commissioning of High Mast Lighting System for Stadium at Koradi Cricket Ground, TYPE-VII Ground, Ground Near Hanuman Mandir under KTPS Colony, Koradi. |  | (ii) Yet to be submitted to MERC |  |  | 3.5 | [12 empty] | 0 |  |  |  | 3.5 | [20 empty] | 0 |  |  |  | 3.5 | [5 empty] | DPR under preparation | Not Initiated
2.9 | Upgrading of stacker reclaimer with PLC panel by replacing existing relay logic panel. |  | (ii) Yet to be submitted to MERC |  |  | 1 | [12 empty] | 0 |  |  |  | 1 | [20 empty] | 0 |  |  |  | 1 | [5 empty] | DPR under preparation | Not Initiated
2.1 | Provision, modification, retrofitting and revamping of lighting system at 210 MW, KTPS, Koradi.​ |  | (ii) Yet to be submitted to MERC |  |  | 5 | [12 empty] | 0 |  |  |  |  | 5 | [19 empty] | 0 |  |  |  |  | 5 |  |  |  |  | DPR under preparation | Not Initiated
2.11 | for smooth running of system ACNCS to be upgraded. |  | (ii) Yet to be submitted to MERC |  |  | 2.36 | [12 empty] | 0 |  |  |  |  | 2.36 | [19 empty] | 0 |  |  |  |  | 2.36 |  |  |  |  | DPR under preparation | Not Initiated
2.12 | Provision, modification and revamping of HT & LT CABLE laying system |  | (ii) Yet to be submitted to MERC |  |  | 15 | [12 empty] | 0 |  |  |  |  | 15 | [19 empty] | 0 |  |  |  |  | 15 |  |  |  |  | DPR under preparation | Not Initiated
2.13 | Replacement of meter cabinet of staff quarters buildings at KTPS,Koradi. |  | (ii) Yet to be submitted to MERC |  |  | 4 | [12 empty] | 0 |  |  |  |  | 4 | [19 empty] | 0 |  |  |  |  | 4 |  |  |  |  | DPR under preparation | Not Initiated
2.14 | Procurement of energy efficient H.T. motor for Impact Crusher and various L.T. motors for CHP 210MW. |  | (ii) Yet to be submitted to MERC |  |  | 2.22 | [12 empty] | 0 |  |  |  |  | 2.22 | [19 empty] | 0 |  |  |  |  | 2.22 |  |  |  |  | DPR under preparation | Not Initiated
2.15 | Procurement of enegy efficient LT motors for 210 MW,KTPS |  | (ii) Yet to be submitted to MERC |  |  | 2 | [12 empty] | 0 | [5 empty] | 2 | [18 empty] | 0 | [5 empty] | 2 |  |  |  | DPR under preparation | Not Initiated
2.16 | Procurement installation and comm of VFD for fire fighting pumps |  | (ii) Yet to be submitted to MERC |  |  | 5 | [12 empty] | 0 | [5 empty] | 5 | [18 empty] | 0 | [5 empty] | 5 |  |  |  | DPR under preparation | Not Initiated
2.17 | Procurement & installation single STOCK processor |  | (ii) Yet to be submitted to MERC |  |  | 1.5 | [12 empty] | 0 | [5 empty] | 1.5 | [18 empty] | 0 | [5 empty] | 1.5 |  |  |  | DPR under preparation | Not Initiated
2.18 | Refurbishment of existing MCC board of the Stacker reclaimer |  | (ii) Yet to be submitted to MERC |  |  | 0.2 | [12 empty] | 0 | [5 empty] | 0.2 | [18 empty] | 0 | [5 empty] | 0.2 |  |  |  | DPR under preparation | Not Initiated
2.19 | Supply, erection, commissioning of Energy monitoring system along with its software |  | (ii) Yet to be submitted to MERC |  |  | 0.8 | [12 empty] | 0 | [6 empty] | 0.8 | [17 empty] | 0 | [6 empty] | 0.8 |  |  | DPR under preparation | Not Initiated
2.2 | To upgrade existing installed effluent analyser with software & other hardware for remote calibration & direct data transmission. |  | (ii) Yet to be submitted to MERC |  |  | 1.32 | [12 empty] | 0 | [6 empty] | 1.32 | [17 empty] | 0 | [6 empty] | 1.32 |  |  | DPR under preparation | Not Initiated
2.21 | Various Electrical & Instrumentation improvement & upgradation scheme of 210 MW, Unit 06, KTPS |  | (ii) Yet to be submitted to MERC |  |  | 0.4 | [12 empty] | 0 | [6 empty] | 0.4 | [17 empty] | 0 | [6 empty] | 0.4 |  |  | DPR under preparation | Not Initiated
2.22 | Procurement installation and comm of VFD for CEP and compressors |  | (ii) Yet to be submitted to MERC |  |  | 8 | [12 empty] | 0 | [7 empty] | 8 | [16 empty] | 0 | [7 empty] | 8 |  | DPR under preparation | Not Initiated
2.23 | Procurement & installation of power saving plates for 210 mW, KTPS, koradi |  | (ii) Yet to be submitted to MERC |  |  | 2 | [12 empty] | 0 | [7 empty] | 2 | [16 empty] | 0 | [7 empty] | 2 |  | DPR under preparation | Not Initiated
2.24 | Procurement & installation of insulation monitoring system for 210 mW, KTPS, koradi |  | (ii) Yet to be submitted to MERC |  |  | 2 | [12 empty] | 0 | [7 empty] | 2 | [16 empty] | 0 | [7 empty] | 2 |  | DPR under preparation | Not Initiated
2.25 | Drum level and FST level measurement through hydrastep. |  | (ii) Yet to be submitted to MERC |  |  | 1.5 | [12 empty] | 0 | [7 empty] | 1.5 | [16 empty] | 0 | [7 empty] | 1.5 |  | DPR under preparation | Not Initiated
2.26 | Renovation of CCTV system at Augumentation plant CHP 210MW |  | (ii) Yet to be submitted to MERC |  |  | 0.2 | [12 empty] | 0 | [7 empty] | 0.2 | [16 empty] | 0 | [7 empty] | 0.2 |  | DPR under preparation | Not Initiated
2.27 | upgradation of various LT boards at unit no. 6, 210 MW |  | (ii) Yet to be submitted to MERC |  |  | 20 | [12 empty] | 0 | [7 empty] | 20 | [16 empty] | 0 | [7 empty] | 20 |  | DPR under preparation | Not Initiated
3 | Various Coal Handling plant performance improvement scheme of 210 MW, Unit 06, KTPS |  | (ii) Yet to be submitted to MERC | [15 empty] | 0 | [24 empty] | 0 | [9 empty] | DPR under preparation | Not Initiated
3.1 | CHP IMPROVEMENT OF WAGON UNLOADING TO BUNKERING SYSTEM OF AUGMENTATION PLANT,210MW |  | (ii) Yet to be submitted to MERC |  |  | 12.74 | [7 empty] | To improve the Availability of system, Addition into life extension of system and reduction in auxiliary power consumption. |  |  |  |  | 0 |  |  |  | 12.74 | [20 empty] | 0 |  |  |  | 12.74 | [5 empty] | DPR under preparation | Not Initiated
3.2 | CHP IMPROVEMENT OF STACKING & RECLAIMING SYSTEM INCLUDING STACKER RECLAIMER MACHINE OF AUGMENTATION PLANT,210MW |  | (ii) Yet to be submitted to MERC |  |  | 13.57 | [7 empty] | To improve the Availability of system, Addition into life extension of system and reduction in auxiliary power consumption. |  |  |  |  | 0 |  |  |  | 13.57 | [20 empty] | 0 |  |  |  | 13.57 | [5 empty] | DPR under preparation | Not Initiated
3.3 | CHP IMPROVEMENT OF STACKING & RECLAIMING SYSTEM INCLUDING STACKER RECLAIMER MACHINE OF AUGMENTATION PLANT,210MW |  | (ii) Yet to be submitted to MERC |  |  | 8.55 | [7 empty] | To improve the Availability of system, Addition into life extension of system and reduction in auxiliary power consumption. |  |  |  |  | 0 |  |  |  |  | 8.55 | [19 empty] | 0 |  |  |  |  | 8.55 |  |  |  |  | DPR under preparation | Not Initiated
3.4 | CHP IMPROVEMENT OF STACKING & RECLAIMING SYSTEM INCLUDING STACKER RECLAIMER MACHINE OF AUGMENTATION PLANT,210MW |  | (ii) Yet to be submitted to MERC |  |  | 0.89 | [7 empty] | To improve the Availability of system, Addition into life extension of system and reduction in auxiliary power consumption. |  |  |  |  | 0 | [5 empty] | 0.89 | [18 empty] | 0 | [5 empty] | 0.89 |  |  |  | DPR under preparation | Not Initiated
3.5 | CHP IMPROVEMENT OF STACKING & RECLAIMING SYSTEM INCLUDING STACKER RECLAIMER MACHINE OF AUGMENTATION PLANT,210MW |  | (ii) Yet to be submitted to MERC |  |  | 3.25 | [7 empty] | To improve the Availability of system, Addition into life extension of system and reduction in auxiliary power consumption. |  |  |  |  | 0 | [6 empty] | 3.25 | [17 empty] | 0 | [6 empty] | 3.25 |  |  | DPR under preparation | Not Initiated
3.6 | Devloping infrastructure for raw coal ground unloading |  | (ii) Yet to be submitted to MERC |  |  | 10.5 | [7 empty] | To improve the Availability of system, Addition into life extension of system and reduction in auxiliary power consumption. |  |  |  |  | 0 | [7 empty] | 10.5 | [16 empty] | 0 | [7 empty] | 10.5 |  | DPR under preparation | Not Initiated
4 | Procurement and replacement of entire GS/DM pipings in phase manner |  |  |  |  | 30 | [7 empty] | Reduction in Unit trippings to attend DM/GS line leakages and reduction in DM/GS water consumption |  |  |  |  | 0 |  |  |  | 10 | 10 | 10 | [18 empty] | 0 |  |  |  | 10 | 10 | 10 |  |  |  | DPR under preparation | Not Initiated
5 | Providing New water supply scheme to colony at KTPS, Koradi |  |  |  |  | 25.1 | [7 empty] | 1) After completion of this scheme second new source will available to the colony. 2) Drinking water supply problem during failure of existing pipe line will be resolved after completion of this scheme. 3) After completion of this scheme regular maintenance will be avoided 4) Avoid Repeteadly failure of line and wastage of water. 5) After completion of this scheme no chances of getting muddy water to residents |  |  |  |  | 0 |  |  |  | 10 | 10 | 5.1 | [18 empty] | 0 |  |  |  | 10 | 10 | 5.1 |  |  |  | DPR under preparation | Not Initiated
| B) Non-DPR Schemes | [17 empty] | 0 | [24 empty] | 0
1 | ABC Powder type DCP Composite Fire Extinguisher | [17 empty] | 0 |  | 1.9778 | [22 empty] | 0 |  | 1.9778 | [8 empty] | Capitalised
2 | Procurment of Complete Air heater Baskets Of Unit-6 210 MW | non-DPR |  |  |  | 2.72 | [7 empty] | • Reduction in flue gas outlet temp. • Increasing primary & secondary air temp. • Reduction in DP across APH • Reduction in auxiliary power consumption. • Reduction in heat loss in Dry flue gas • Improvement in performance of APH |  |  |  |  | 0 |  |  | 2.72 | [21 empty] | 0 |  |  | 2.72 | [6 empty] | Admin approval received | WIP
3 | Procurement of Complete Rotor Assembly with Rotor Blades and Actuating Rod Assembly for PA Fan Type AP2 17/12 for Unit-6, 210MW, KTPS, Koradi | non-DPR |  |  |  | 4.25 | [7 empty] | • Reduction in generation loss due to non-availability of PA Fan. • Enhanced Operational Efficiency • Reduced Vibration and Noise • Extended Equipment Lifespan |  |  |  |  | 0 |  |  | 4.25 | [21 empty] | 0 |  |  | 4.25 | [6 empty] | Admin approval received | WIP
4 | Upgradation Of Dcs System Eas,Bu & Historian Server For Unit 6 210mw, Ktps Koradi | non-DPR |  |  |  | 1.25 | [7 empty] | 1. EAS and BU upgaradation will ensure fail safe and better performance of DCS system .2. Availability of trends, events and critical parameters including historian will help in performance opimization.3 Life of electronics and microprocessor system is approximately 5 years, after that it is very essential to replace or upgrade existing system. 4. If availability of new spares is not insured within the lifespan , then there can be possibility of declination of performance & finally breakdown, resulting huge generation loss, this upgaradation in system increases system availability, and hence increse in generation. |  |  |  |  | 0 |  |  | 1.25 | [21 empty] | 0 |  |  | 1.25 | [6 empty] | Admin approval received | WIP
5 | Work of the retrofitting/refurbishment of H2 compressor along with supply of recommended spares for Hydrogen Generation Plant at KTPS, Koradi, 210 MW.” | non-DPR |  |  |  | 2.31 | [7 empty] | Restoration of H2 Plant to its installed capacity |  |  |  |  | 0 |  |  | 2.31 | [21 empty] | 0 |  |  | 2.31 | [6 empty] | NDPR at HO
6 | Design, Engineering, Supply and Installation of Energy Efficient Lighting System at various areas of 210 MW, Koradi TPS. | non-DPR |  |  |  | 9.27 | [12 empty] | 0 |  |  | 9.27 | [21 empty] | 0 |  |  | 9.27 | [6 empty] | NDPR at HO
7 | Providing and laying bituminous macadam surface to various roads and widening of roads, at KTPS colony, Koradi. | non-DPR |  |  |  | 4.75 | [7 empty] | • The better facilities for employees. • Reduction in maintenance cost. • Maintain healthy environment. • Maintain the safety of occupants. • Avoid chances of accidents. |  |  |  |  | 0 |  |  | 4.75 | [21 empty] | 0 |  |  | 4.75 | [6 empty] | NDPR at HO
8 | 3-E-Procurement of CW pump modified impeller for Unit 6, KTPS, Koradi. |  |  |  |  | 0.53 | [7 empty] | Restoration of CW system flow. |  |  |  |  | 0 |  |  |  | 0.53 | [20 empty] | 0 |  |  |  | 0.53 | [5 empty] | NDPR at HO
9 | 3-C-Procurement of Edwards make vacuum pump along with motor and spares for Unit 6, KTPS, Koradi, 210 MW |  |  |  |  | 2.77 | [7 empty] | Improvement in condenser vacuum |  |  |  |  | 0 |  |  |  | 2.77 | [20 empty] | 0 |  |  |  | 2.77 | [5 empty] | NDPR at HO
10 | Procurment of Complete Haudraulic Fluid Coupling |  |  |  |  | 1.17 | [7 empty] | • Reduction in vibration of ID fan. • Increased life of auxiliary bearings & overall life of fans. • The vibration limit is being given by the manufacture. For increasing life of auxiliary, the fan should run within vibration limit. |  |  |  |  | 0 |  |  |  | 1.17 | [20 empty] | 0 |  |  |  | 1.17 | [5 empty] | Admin approval received
11 | Upgradation Of Turbovisary Instrument |  |  |  |  | 2.11 | [7 empty] | 1.Online Turbine parameters monitoring. 2. Due to non availability of spares, non availability of parameter hence it hamper the generation.3. possibilities of minimum catastrophic failures. 4 Automatic report generation.5.Automatic shutdown-in the event of parameters being breached, a complete shutdown can be automatically handled by linking the server console to an emergency stop or hydraulic axle brake. 6. Organised storage of the collected data for the future use.8.OPC service to provide online data to external system/ software |  |  |  |  | 0 |  |  |  | 2.11 | [20 empty] | 0 |  |  |  | 2.11 | [5 empty] | NDPR at HO
12 | Supply, Installation, Testing and Commissioning for complete solution and comprehensive protection and monitoring package along with retrofit of allied accessories for Generator Transformer and station transformers for 1 X 228 MW, Unit # 6, KTPS, Koradi |  |  |  |  | 12.11 | [12 empty] | 0 |  |  |  | 12.11 | [20 empty] | 0 |  |  |  | 12.11 | [5 empty] | NDPR at HO
13 | Up grading of MCC motor feeder Trolleys of various ratings with the installation of LT Air Circuit Breakers at 210 MW, Koradi TPS​ |  |  |  |  | 3.84 | [12 empty] | 0 |  |  |  | 3.84 | [20 empty] | 0 |  |  |  | 3.84 | [5 empty] | NDPR at HO
14 | Supply, erection, commissioning of Energy monitoring system along with its software |  |  |  |  | 0.4 | [12 empty] | 0 |  |  |  | 0.4 | [20 empty] | 0 |  |  |  | 0.4 | [5 empty] | NDPR at HO
15 | Design,erection & commissining of interconnecting short conveyor at chp 210 mw. |  |  |  |  | 3.2 | [12 empty] | 0 |  |  |  | 3.2 | [20 empty] | 0 |  |  |  | 3.2 | [5 empty] | NDPR at HO
16 | Supply & retrofitting, commissioning and testing of numerical motor protection, feeder protection and under voltage relays of 6.6 KV HT Station board at U#06,210MW ,KTPS ,koradi |  |  |  |  | 2 | [12 empty] | 0 |  |  |  | 2 | [20 empty] | 0 |  |  |  | 2 | [5 empty] | NDPR at HO
17 | Proc. of complete journal assembly with grinding roll for Coal millXRP-803 for U6,210MW |  |  |  |  | 2.67 | [7 empty] | • Increase in operational efficiency of existing system • Reduction in oil consumption, coal reject, coal cycle outages, and auxiliary power consumption. • Improvement in coal cycle reliability, performance of the coal mill, and boiler efficiency. |  |  |  |  | 0 |  |  |  | 2.67 | [20 empty] | 0 |  |  |  | 2.67 | [5 empty] | NDPR at Local
18 | Modification & Restoration of APH outlet to ESP inlet flue gas ducts & allied work in U6,210MW,Koradi TPS |  |  |  |  | 9.34 | [7 empty] | • Reduction in auxiliary power consumption • Improvement in ID Fan margin • Improvement in loadability of the unit by @ 2% |  |  |  |  | 0 |  |  |  | 9.34 | [20 empty] | 0 |  |  |  | 9.34 | [5 empty] | NDPR at HO
19 | Construction of Rigid pavement along with RCC DRAIN at 210MW |  |  |  |  | 7.55 | [12 empty] | 0 |  |  |  | 7.55 | [20 empty] | 0 |  |  |  | 7.55 | [5 empty] | NDPR at Local
20 | Supply and replacement of recommended spares for Hydrogen Generation Plant at KTPS, Koradi, 210 MW.” |  |  |  |  | 2.31 | [7 empty] | Restoration of H2 Plant to its installed capacity |  |  |  |  | 0 |  |  |  | 2.31 | [20 empty] | 0 |  |  |  | 2.31 | [5 empty] | NDPR under preparation | Not Initiated
| SCHEME OF HMI UPGRADATION OF VALMET DNA (METSO) DCS SYSTEM ALONG WITH COMPLETE NETWORKING ARCHITECTURE. |  |  |  |  | 10.21 | [7 empty] | As HMI upgradation required only 5 days, Generation loss is minimum as compare to project of replacement of DCS system. 2. Costing is minimum as only upgradation of HMI ,Engg station , network panel of VALMET DNA .3. Advance version of Antivirus can be used to prevent system from virus. 4.Advance version of software which is M/s BHEL providing with this bundle having advance facility of various process in DCS system which optimize our work.5. This new system will be more stable than existing one for bug removal. |  |  |  |  | 0 | [24 empty] | 0 | [9 empty] | NDPR under preparation | Not Initiated
| Procurement of OEM Gearboxes of important auxiliaries in CHP 210 MW. | [17 empty] | 0 | [24 empty] | 0 | [9 empty] | NDPR under preparation | Not Initiated
| REVAMPING OF E-POINT GROUND HOPPERS COAL FEEDING SYSTEM & ITS FEEDERS AT CHP 210 MW, KTPS, Koradi. | [17 empty] | 0 | [24 empty] | 0 | [9 empty] | NDPR under preparation | Not Initiated
| Design,supply, installation and commissioning of high performance energy chain system for bunker tripper trollies at CHP EM 210MW. |  |  |  |  | 1.25 | [7 empty] | To improve the Availability of system, Addition into life extension of system. |  |  |  |  | 0 |  |  |  |  | 1.25 | [19 empty] | 0 |  |  |  |  | 1.25 |  |  |  |  | NDPR under preparation | Not Initiated
| Design,supply, installation and commissioning of high performance energy chain system forstacker reclaimer at CHP EM 210MW. |  |  |  |  | 4 | [7 empty] | To improve the Availability of system, Addition into life extension of system. |  |  |  |  | 0 |  |  |  |  | 4 | [19 empty] | 0 |  |  |  |  | 4 |  |  |  |  | NDPR under preparation | Not Initiated
| Supply and installation of battery chargers at CHP EM 210MW. |  |  |  |  | 1 | [7 empty] | To improve the Availability of system, Addition into life extension of system. |  |  |  |  | 0 |  |  |  |  | 1 | [19 empty] | 0 |  |  |  |  | 1 |  |  |  |  | NDPR under preparation | Not Initiated
| Supply and installation of PLC at Wagon Tippler 4 at CHP EM 210MW. |  |  |  |  | 2 | [7 empty] | To improve the Availability of system, Addition into life extension of system. |  |  |  |  | 0 |  |  |  |  | 2 | [19 empty] | 0 |  |  |  |  | 2 |  |  |  |  | NDPR under preparation | Not Initiated
| Upgradation of existing manual desk of CHP 210MW by PLC based automated operation for efficient operation of auxillaries at CHP control room at CHP EM 210MW. |  |  |  |  | 7 | [7 empty] | To improve the Availability of system, Addition into life extension of system . |  |  |  |  | 0 |  |  |  |  | 7 | [19 empty] | 0 |  |  |  |  | 7 |  |  |  |  | NDPR under preparation | Not Initiated
| GENERAL ASSET | [17 empty] | 0 | [24 empty] | 0
1 | Vehicles | [14 empty] | 0.10556 |  | 0 | 0.10556 | [21 empty] | 0.10556 |  | 0 | 0.10556 | [13 empty] | 0 | 0 | 0 | 0 | 0 | 0 | 0 | 0
2 | GENERAL ASSET--AKRDFOGA01-OFFICE FURNITURE | Non-DPR | N.A. | [12 empty] | 0.1297 | 0.084071 | 0 | 0.21377 |  | 0.079306 | 1.83 | [18 empty] | 0.1297 | 0.084071 | 0 | 0.21377 |  | 0.079306 | 1.83 | [7 empty] | Capitalised |  |  | 0 | 0 | 0 | 0 | 0 | 0 | 0 | 0
3 | GENERAL ASSET--AKRDFOGA02-COMPUTERS,PRINTER,SCANNER | Non-DPR | N.A. | [12 empty] | 0.6804 | 0.58778 | 0.17055 | 1.4387 | 1.5845 | 0.32816 | 2 | [18 empty] | 0.6804 | 0.58778 | 0.17055 | 1.4387 | 1.5845 |  | 2 | [7 empty] | Capitalised |  |  | 0 | 0 | 0 | 0 | 0 | 0.32816 | 0 | 0.32816
4 | GENERAL ASSET--AKRDFOGA03-AC,WATER COOLER | Non-DPR | N.A. | [13 empty] | 0.0095 | 0.0186 | 0.0281 | 0.01972 | 0.095314 | 3.63 | [19 empty] | 0.0095 |  | 0.0095 | 0.01972 | 0.08205 | 3.63 | [7 empty] | Capitalised |  |  | 0 | 0 | 0 | 0.0186 | 0 | 0.013264 | 0 | 0.031864
5 | GENERAL ASSET--AKRDFOGA04-AIR PURIFIER | Non-DPR | N.A. | [14 empty] | 0.0105 | 0.0105 | [24 empty] | 0 | [13 empty] | 0 | 0 | 0 | 0.0105 | 0 | 0 | 0 | 0.0105
6 | GENERAL ASSET--OTHER GENERAL ASSET | [17 empty] | 0 | 0.03773 | 0.015051 | [22 empty] | 0 | 0.03773 | 0.028315 | [8 empty] | Capitalised |  |  | 0 | 0 | 0 | 0 | 0 | -0.013264 | 0 | -0.013264
| Total | [13 empty] | 561.7844 | 58.0326 | 45.2028 | 19.5773 | 684.5971 | 53.2705 | 89.9696 | 49.99 | 154.04 | 88.78 | 37.69 | 18.77 | 64.2 |  | 0 | 0 | 0 | 0 | 0 | 0 | [5 empty] | 489.2778 | 40.6187 | 112.3096 | 8.6681 | 650.8742 | 41.8479 | 2.0489 | 158.51 | 154.04 | 88.78 | 37.69 | 18.77 | 64.2 | 0 | 0 | 0
[45 empty] | 1.6419 | 2.1675 | 32.01
Formulas:
Approved Start Date = IF([MERC Approval Date]=0,"-",[MERC Approval Date])
Date of Submission = [Date of Submission, row above]
MERC Approval Date = IF([MERC Approval Date, row above]=0,"-",[MERC Approval Date, row above])
MERC Approval Date = [MERC Approval Date, row above]
Approved Date of Completion = [Approved Start Date]+360
Approved Date of Completion = [Approved Start Date]+(30*30)
Actual Date of Completion = [Actual Start Date]+360
Actual Date of Completion = [Actual Start Date]+(30*30)
Actual Start Date = [Approved Start Date]
Note on G108: SSP-RCD: Share of Koradi 6-7, Kpkd 1-4 & kpkd 5 to be confirmed
Note on H106: RCD-SSP: Share of Koradi 6-7, kpkd 1-4 & kpkd 5 to be confirmed
Note on H108: SSP-RCD: Share of Koradi 6-7, Kpkd 1-4 & kpkd 5 to be confirmed
Note on M4: SSP-RCD As per the implementation plan submitted in the DPR/ Approved by MERC

## F4.3
MSPGCL: Koradi 6-7
MTR Petition Formats - Generation
| Project Details | Form 4.3: Capital Work-in-progress - Project-wise details | [9 empty] | (Rs. Crore)
Sr. No. | Project Code | MERC Approval No. | MERC Approval Date | Approved Project Cost | Cumulative Expenditure Incurred till beginning of the Year | Capital Expenditure Capitalised | Opening CWIP | Investment during the year | Capitalization |  |  |  | Closing CWIP
[9 empty] | Works Capitalised | Interest Capitalised | Expenses Capitalised | Total Capitalisation |  | Allowable Capitalisation | Probable Disallowance
FY 2022-23
a) DPR Schemes
(i) Submitted to MERC
1 | EE R&M Koradi Unit 6 | MERC/CAPEX/20102011/00364 | 2010-05-24 | 486.07 | 0 | 0 | 0 | 0 | 0 |  |  | 0 | 0 | 0 | 0
1.1 | EE R&M Koradi Unit 6 | MERC/CAPEX/20102011/00364 | 2010-05-24 | 486.07 | 483.9738 | 483.9738 | 0 | 2.0962 | 0.17995 |  |  | 0.17995 | 1.9162 | 0.17995 | 0
2 | Boiler Reengineering for Koradi TPS of Unit 5 & 7 | MERC/CAPEX/20112012/00402 | 2011-05-16 | 273.14 | 0 | 0 | 0 | 0 | 0 |  |  | 0 | 0 | 0 | 0
2.1 | Boiler Reengineering for Koradi TPS of Unit 5 & 7 | MERC/CAPEX/20112012/00402 | 2011-05-16 | 273.14 | 0 | 0 | 0 | 0 | 0 |  |  | 0 | 0 | 0 | 0
3 | Turbine Auxiliary performance Improvements schemes at Koradi TPS (Unit 5 & 7) | MERC/TECH 1/CAPEX/20122013/2283 | 2013-01-09 | 15.88 | 0 | 0 | 0 | 0 | 0 |  |  | 0 | 0 | 0 | 0
3.1 | Procurement of modified upgraded boiler feed pump (Type -200KHI/S) having energy efficient cartridge for unit 5 & 7 , KTPS. | MERC/TECH 1/CAPEX/20122013/2283 | 2013-01-09 | 14.245 | 9.41 | 9.41 | 0 | 0 | 0 |  |  | 0 | 0 | 0 | 0
3.2 | Steam path audit of Unit no,5 & 7 | MERC/TECH 1/CAPEX/20122013/2283 | 2013-01-09 | 0.45 | 0 | 0 | 0 | 0 | 0 |  |  | 0 | 0 | 0 | 0
0 | IDC | MERC/TECH 1/CAPEX/20122013/2283 | 2013-01-09 | 1.185 | 0 | 0 | 0 | 0 | 0 |  |  | 0 | 0 | 0 | 0
4 | Improvement in performance monitoring of different areas | MERC/TECH 1/CAPEX/20122013/02326 | 2013-01-11 | 18.3101 | 0 | 0 | 0 | 0 | 0 |  |  | 0 | 0 | 0 | 0
4.1 | Installation & Commissioning of “CCTV for boiler flame monitoring” In Unit no.5 & 6 at KTPS | MERC/TECH 1/CAPEX/20122013/02326 | 2013-01-11 | 0.349 | 0 | 0 | 0 | 0 | 0 |  |  | 0 | 0 | 0 | 0
4.2 | Implementation of ‘‘ Digital Control System along with online vibrations monitoring of HT auxiliaries, online turbine vibrations & Flame scanner system” for 210 MW- unit 7, KTPS | MERC/TECH 1/CAPEX/20122013/02326 | 2013-01-11 | 9.0079 | 0 | 0 | 0 | 0 | 0 |  |  | 0 | 0 | 0 | 0
4.3 | Supply, Installation & commissioning of ``Flame Scanner Analyzer ’’ in unit 5 of 200 MW unit KTPS | MERC/TECH 1/CAPEX/20122013/02326 | 2013-01-11 | 0.315 | 0 | 0 | 0 | 0 | 0 |  |  | 0 | 0 | 0 | 0
4.4 | Supply, erection & commissioning of ``Mass Flow meter for F.O. at units 5, & 7 of 210 MW at KTPS | MERC/TECH 1/CAPEX/20122013/02326 | 2013-01-11 | 0.338 | 0.21 | 0.21 | 0 | 0 | 0 |  |  | 0 | 0 | 0 | 0
4.5 | Supply, installation & commissioning of ``Online Vibration Monitoring for HT auxiliary”, for 200 MW- unit 5, KTPS | MERC/TECH 1/CAPEX/20122013/02326 | 2013-01-11 | 0.898 | 0 | 0 | 0 | 0 | 0 |  |  | 0 | 0 | 0 | 0
4.6 | Supply, Erection & commissioning of ``Radar type Level Transmitter” for coal bunker in unit no 5, 6 & 7 for (210 MW) at KTPS | MERC/TECH 1/CAPEX/20122013/02326 | 2013-01-11 | 0.66833 | 0 | 0 | 0 | 0 | 0 |  |  | 0 | 0 | 0 | 0
4.7 | Supply, Installation & commissioning of up gradation of ``Turbovisory system’’ in unit 5 of 200 MW unit KTPS | MERC/TECH 1/CAPEX/20122013/02326 | 2013-01-11 | 0.558 | 0 | 0 | 0 | 0 | 0 |  |  | 0 | 0 | 0 | 0
4.8 | Supply, Installation & commissioning of Hermetically sealed Transformer Sets at ESP of unit 7 at KTPS | MERC/TECH 1/CAPEX/20122013/02326 | 2013-01-11 | 0.875 | 0 | 0 | 0 | 0 | 0 |  |  | 0 | 0 | 0 | 0
4.9 | Supply, installation & commissioning of ‘‘ Smart Energy Management System ’’ in unit 5, 6 & 7, KTPS | MERC/TECH 1/CAPEX/20122013/02326 | 2013-01-11 | 0.5517 | 0 | 0 | 0 | 0 | 0 |  |  | 0 | 0 | 0 | 0
4.10 | Installation of 2 nos. of “Continuous Ambient Air Quality Monitoring Station at KTPS | MERC/TECH 1/CAPEX/20122013/02326 | 2013-01-11 | 2.0364 | 0 | 0 | 0 | 0 | 0 |  |  | 0 | 0 | 0 | 0
4.11 | Procurement of proximate analyzers (2 nos.) for proximate analysis of coal | MERC/TECH 1/CAPEX/20122013/02326 | 2013-01-11 | 0.6902 | 0.45 | 0.45 | 0 | 0 | 0 |  |  | 0 | 0 | 0 | 0
4.12 | Procurement of Ultimate Analyzer (1 No.):- | MERC/TECH 1/CAPEX/20122013/02326 | 2013-01-11 | 0.53257 | 0 | 0 | 0 | 0 | 0 |  |  | 0 | 0 | 0 | 0
0 | IDC | MERC/TECH 1/CAPEX/20122013/02326 | 2013-01-11 | 1.49 | 0 | 0 | 0 | 0 | 0 |  |  | 0 | 0 | 0 | 0
5 | Restoration of Pond No.3 by desilting and providing peripheral earthen bund with desilted soil and other related appratant works of Nallah training, approach road, C.D. Works, pipe culverts etc at Koradi TPS | MERC/CAPEX/20152016/00447 | 2016-08-08 | 56.2228 | 0 | 0 | 0 | 0 | 0 |  |  | 0 | 0 | 0 | 0
5.1 | Desilting and Restoration of Pond No.3. a) Providing earthen bund of 10 Mtr top width by utilizing desilted soil. b) Providing walkway of 12-15 Mtr width inside of main bund by utilizing desilted soil. | MERC/CAPEX/20152016/00447 | 2016-08-08 | 15.4481 | 30.8868 | 30.7398 | 0.147 | 0 | 0.078783 |  |  | 0.078783 | 0.068217 | 0 | 0.078783
5.2 | C.D. Works across feeder storm drain to Pond No.3. | MERC/CAPEX/20152016/00447 | 2016-08-08 | 2.6032 | 4.8498 | 4.1182 | 0.7316 | 0 | 0 |  |  | 0 | 0.7316 | 0 | 0
5.3 | Construction of RCC Box for carrying 40% Hot Water and road over it to Pond No.3. | MERC/CAPEX/20152016/00447 | 2016-08-08 | 5.7752 | 0.76228 | 0.42008 | 0.3422 | 0 | 0 |  |  | 0 | 0.3422 | 0 | 0
5.4 | Improvement of Hot Water Canal cum natural stream from Pond No.2 to Pond No.3. | MERC/CAPEX/20152016/00447 | 2016-08-08 | 4.4571 | 5.0976 | 5.074 | 0.0236 | 0 | 0 |  |  | 0 | 0.0236 | 0 | 0
5.5 | Sewage Treatment Plant (S.T.P.) proposed on Feeder Nallahs at entry point of Pond No.3. | MERC/CAPEX/20152016/00447 | 2016-08-08 | 3.8 | 0 | 0 | 0 | 0 | 0 |  |  | 0 | 0 | 0 | 0
5.6 | Mechanized de-weeding and desilting by dredging of Pond No.3 at Koradi. | MERC/CAPEX/20152016/00447 | 2016-08-08 | 13.6905 | 9.4754 | 9.4754 | 0 | 0 | 0 |  |  | 0 | 0 | 0 | 0
5.7 | Construction of Bridge and road between Irrigation and Koradi TPS Canal at Koradi. | MERC/CAPEX/20152016/00447 | 2016-08-08 | 1.4808 | 2.655 | 2.478 | 0.177 | 0 | 0 |  |  | 0 | 0.177 | 0 | 0
5.8 | Construction of Bridge cum Bandhara on spill channel of Pond No. 3 at Koradi. | MERC/CAPEX/20152016/00447 | 2016-08-08 | 3.5879 | 6.2068 | 6.2068 | 0 | 0 | 0 |  |  | 0 | 0 | 0 | 0
0 | IDC | MERC/CAPEX/20152016/00447 | 2016-08-08 | 5.38 | 0 | 0 | 0 | 0 | 0 |  |  | 0 | 0 | 0 | 0
6 | Supply, Installation & Commissioning of different schemes for MPCB & station requirement at KTPS, Koradi | MERC/CAPEX/20172018/4593 | 2017-11-06 | 11.1434 | 0 | 0 | 0 | 0 | 0 |  |  | 0 | 0 | 0 | 0
6.1 | Procurement of 2 nos. Sky Climber | MERC/CAPEX/20172018/4593 | 2017-11-06 | 0.9258 | 1.028 | 1.028 | 0 | 0 | 0 |  |  | 0 | 0 | 0 | 0
6.2 | Adaptation of Ozonisation tech. for disinfection of Sewage water | MERC/CAPEX/20172018/4593 | 2017-11-06 | 0.4321 | 0.51617 | 0.51617 | 0 | 0 | 0 |  |  | 0 | 0 | 0 | 0
6.3 | Supply, installation, erection & commissioning of various online flow meters | MERC/CAPEX/20172018/4593 | 2017-11-06 | 0.9251 | 0 | 0 | 0 | 0.7234 | 0 |  |  | 0 | 0.7234 | 0 | 0
6.4 | Installation of on-line Gas Analyzer in unit no. 6 & 7 | MERC/CAPEX/20172018/4593 | 2017-11-06 | 0.8662 | 0.34692 | 0.34692 | 0 | 0 | 0 |  |  | 0 | 0 | 0 | 0
6.5 | LTSH coil for Unit no.7 | MERC/CAPEX/20172018/4593 | 2017-11-06 | 6 | 0 | 0 | 0 | 0 | 0 |  |  | 0 | 0 | 0 | 0
6.6 | Procurement of Gear Box | MERC/CAPEX/20172018/4593 | 2017-11-06 | 0.86417 | 0.86417 | 0.86417 | 0 | 0 | 0 |  |  | 0 | 0 | 0 | 0
6.7 | Procurement of BEML Dozer BD 155 Engine & PTO assembly | MERC/CAPEX/20172018/4593 | 2017-11-06 | 0.44 | 0.58579 | 0.58579 | 0 | 0 | 0 |  |  | 0 | 0 | 0 | 0
0 | IDC | MERC/CAPEX/20172018/4593 | 2017-11-06 | 0.69 | 0 | 0 | 0 | 0 | 0 |  |  | 0 | 0 | 0 | 0
7 | CTR Work (Complete Track Renewal)/ Renovation for existing broad guage railway siding for Koradi TPS. | MERC/CAPEX/20172018/4266 | 2017-09-28 | 13.529 | 0 | 0 | 0 | 0 | 0 |  |  | 0 | 0 | 0 | 0
7.1 | CRT Work (Complete Track Renewal)/ Renovation for existing broad guage railway siding for Koradi TPS. | MERC/CAPEX/20172018/4266 | 2017-09-28 | 13.529 | 0 | 0 | 0 | 0 | 0 |  |  | 0 | 0 | 0 | 0
8 | Work of construction of WBM Road & drain on filling hot water canal from Pond No. 2 to Pond No. 3 and construction of bridge cum weir on Pond No. 3 parallel to National Highway at Koradi TPS | MERC/CAPEX/20172018/4569 | 2017-11-07 | 12.2831 | 0 | 0 | 0 | 0 | 0 |  |  | 0 | 0 | 0 | 0
8.1 | Construction of WBM road and drain on filling of hot water canal from Pond No.2 to Pond No.3. | MERC/CAPEX/20172018/4569 | 2017-11-07 | 8.5206 | 11.55 | 11.55 | 0 | 0 | 0.38034 |  |  | 0.38034 | -0.38034 | 0 | 0.38034
8.2 | Construction of bridge cum weir on Pond No.3 parallel to National Highway. | MERC/CAPEX/20172018/4569 | 2017-11-07 | 3.7625 | 3.54 | 3.54 | 0 | 0 | 0 |  |  | 0 | 0 | 0 | 0
10 | Conservation of Koradi Lake, Nagpur under the National Plan for conservation of Aquatic Eco System (NPCA) | MERC/CAPEX/20182019/1256 | 2018-10-01 | 17.48 | 0 | 0 | 0 | 0 | 0 |  |  | 0 | 0 | 0 | 0
10.1 | Conservation of Koradi Lake, Nagpur under the National Plan for conservation of Aquatic Eco System (NPCA) | MERC/CAPEX/20182019/1256 | 2018-10-01 | 17.48 | 6.14 | 0 | 6.14 | 5 | 0 |  |  | 0 | 11.14 | 0 | 0
11 | Providing & Construction of various public amenities in the rehabilitated villages of Koradi & Khasara at Koradi TPS | MERC/CAPEX/20182019/0946 | 2018-06-29 | 13.1 | 0 | 0 | 0 | 0 | 0 |  |  | 0 | 0 | 0 | 0
11.1 | Implementation of water supply scheme (W.S.S.) in rehabilitated villages. | MERC/CAPEX/20182019/0946 | 2018-06-29 | 0.79851 | 0.8614 | 0.5192 | 0.3422 | 0 | 0 |  |  | 0 | 0.3422 | 0 | 0
11.2 | Construction of Grampanchayat office building (Additional floor) | MERC/CAPEX/20182019/0946 | 2018-06-29 | 0.24218 | 0.2242 | 0.2242 | 0 | 0 | 0 |  |  | 0 | 0 | 0 | 0
11.3 | Asphalting of Main road and other internal roads in rehabilitated villages. | MERC/CAPEX/20182019/0946 | 2018-06-29 | 4.3519 | 4.71 | 4.71 | 0 | 0 | 0 |  |  | 0 | 0 | 0 | 0
11.4 | Development & construction of Bazar otta in rehabilitated village in Nanda. | MERC/CAPEX/20182019/0946 | 2018-06-29 | 0.50271 | 0.4838 | 0.4838 | 0 | 0 | 0 |  |  | 0 | 0 | 0 | 0
11.5 | Other works as per the directives of Energy Deptt. GoM | MERC/CAPEX/20182019/0946 | 2018-06-29 | 4.657 | 4.465 | 4 | 0.465 | 0 | 0 |  |  | 0 | 0.465 | 0 | 0
11.6 | Asphalting of Main road and other internal roads in rehabilitated villages at Khasara. | MERC/CAPEX/20182019/0946 | 2018-06-29 | 1.4326 | 1.4396 | 1.416 | 0.0236 | 0 | 0 |  |  | 0 | 0.0236 | 0 | 0
11.7 | Construction of Dome structure for Buddha Vihar at Khasara. | MERC/CAPEX/20182019/0946 | 2018-06-29 | 0.1867 | 0.177 | 0.059 | 0.118 | 0 | 0 |  |  | 0 | 0.118 | 0 | 0
11.8 | Construction of compound wall around open premises of Buddha Vihar at Khasara | MERC/CAPEX/20182019/0946 | 2018-06-29 | 0.41622 | 0.354 | 0.354 | 0 | 0 | 0 |  |  | 0 | 0 | 0 | 0
11.9 | a) Construction of toilets block of Khasara school building Rs. 19,15,081.40 b) Development of ground of school Building Khasara Rs. 12,06,026.50 c) Street light on internal roads Rs. 20,00,000.00 at Khasara (L.S. Provision) | MERC/CAPEX/20182019/0946 | 2018-06-29 | 0.51211 | 0.2242 | 0.2242 | 0 | 0 | 0 |  |  | 0 | 0 | 0 | 0
12 | Various DPR Schemes for Providing green belt around Pond No.3, construction of weir & reclaiming natural stream from Pond No. 3 to Kolar River on d/s side of Pond No.3 and deepening of West side of Pond No.3 at Koradi TPS | MERC/CAPEX/20182019/1241 | 2018-09-20 | 28.557 | 0 | 0 | 0 | 0 | 0 |  |  | 0 | 0 | 0 | 0
12.1 | Work of reducing the evaporation losses by protecting Pond No. 3 with green belt | MERC/CAPEX/20182019/1241 | 2018-09-20 | 5.1837 | 0 | 0 | 0 | 0 | 0 |  |  | 0 | 0 | 0 | 0
12.2 | Deepening of West side of Pond No.3 at Koradi | MERC/CAPEX/20182019/1241 | 2018-09-20 | 18.2976 | 11.24 | 11.24 | 0 | 0 | 0 |  |  | 0 | 0 | 0 | 0
12.3 | Construction of Weir on d/s side of Pond No.3 and reclaiming of natural stream / nallah from Pond No.3 to Kolar river | MERC/CAPEX/20182019/1241 | 2018-09-20 | 3.2735 | 0.03 | 0 | 0.03 | 0 | 0 |  |  | 0 | 0.03 | 0 | 0
0 | IDC | MERC/CAPEX/20182019/1241 | 2018-09-20 | 1.8021 | 0 | 0 | 0 | 0 | 0 |  |  | 0 | 0 | 0 | 0
13 | Refurbishment of Coal Handling Plant at Koradi TPS | MERC/CAPEX/2019-20/0130 | 2019-05-08 | 27.41 | 0 | 0 | 0 | 0 | 0 |  |  | 0 | 0 | 0 | 0
13.1 | Old CHP (WT-2 & WT-3) Refurbishment (R&M) at 2 x 210 MW Units ofKoradi Thermal Power Station. | MERC/CAPEX/2019-20/0130 | 2019-05-08 | 19.24 | 8.7092 | 8.7092 | 0 | 10.5308 | 6.5487 |  |  | 6.5487 | 3.9821 | 6.5487 | 0
13.2 | Old Reclaiming System’s Refurbishment (R&M) at 2 x 210 MW Units Koradi Thermal Power Station. | MERC/CAPEX/2019-20/0130 | 2019-05-08 | 2.72 | 1.1261 | 1.1261 | 0 | 1.5939 | 1.4708 |  |  | 1.4708 | 0.12311 | 1.4708 | 0
13.3 | Junction Tower’s Refurbishment (R&M) of 2 x 210 MW Units of Koradi Thermal Power Station. | MERC/CAPEX/2019-20/0130 | 2019-05-08 | 3.27 | 2.2364 | 2.2364 | 0 | 1.0336 | 0.6372 |  |  | 0.6372 | 0.3964 | 0.6372 | 0
0 | IDC | MERC/CAPEX/2019-20/0130 | 2019-05-08 | 2.18 | 0 | 0 | 0 | 0 | 0 |  |  | 0 | 0 | 0 | 0
14 | Various DPR Schemes for Work of strengthening and asphalting on the peripheral earthen embankment of Pond No.3 and part portion of inspection road (Navegaon to Rohana) of Pench intake pipeline from Pench to Pond No. 3 at Koradi | MERC/CAPEX/20182019/021 | 2019-01-19 | 25.1364 | 0 | 0 | 0 | 0 | 0 |  |  | 0 | 0 | 0 | 0
14.1 | Work of strengthening and asphalting on the peripheral earthen embankment of Pond No.3 at Koradi. | MERC/CAPEX/20182019/021 | 2019-01-19 | 11.2959 | 9.4 | 0 | 9.4 | 1.9 | 9.79 |  |  | 9.79 | 1.51 | 9.79 | 0
14.2 | Work of strengthening and asphalting of part portion of inspection road (Navegaon to Rohana) of Pench intake pipeline from Pench to Pond No.3 at Koradi. | MERC/CAPEX/20182019/021 | 2019-01-19 | 13.8405 | 14.3724 | 0 | 14.3724 | 0 | 14.2999 |  |  | 14.2999 | 0.072514 | 13.8405 | 0.45938
0 | IDC | MERC/CAPEX/20182019/021 | 2019-01-19 | 0 | 0 | 0 | 0 | 0 | 0 |  |  | 0 | 0 | 0 | 0
15 | Various Electrical schemes at Unit 6 & 7 and outdoor area for system up-gradation at 210MW Koradi TPS | MERC/CAPEX/2019-2020/735 | 2019-09-16 | 13.2685 | 0 | 0 | 0 | 0 | 0 |  |  | 0 | 0 | 0 | 0
15.1 | Procurement & Replacement of 2250 AH & 220V station battery set and battery charger for U-6 at Koradi TPS 210MW along-with suitable Battery charger. (Including Taxes.) | MERC/CAPEX/2019-2020/735 | 2019-09-16 | 2.95 | 0 | 0 | 0 | 2.87 | 2.87 |  |  | 2.87 | 0 | 2.87 | 0
15.2 | Retrofitting of existing VCB to U#7 HT Board, Station area & Outdoor area | MERC/CAPEX/2019-2020/735 | 2019-09-16 | 8.2423 | 0 | 0 | 0 | 0 | 0 |  |  | 0 | 0 | 0 | 0
15.3 | Supply & retrofitting of GT, UAT, 6.6 KV Motor and 6.6 KV feeder protection with numerical relay & for motor & feeder protection for Unit-7. | MERC/CAPEX/2019-2020/735 | 2019-09-16 | 1.0962 | 0 | 0 | 0 | 0 | 0 |  |  | 0 | 0 | 0 | 0
0 | IDC | MERC/CAPEX/2019-2020/735 | 2019-09-16 | 0.98 | 0 | 0 | 0 | 0 | 0 |  |  | 0 | 0 | 0 | 0
16 | Decommissioning & Up-gradation of existing DCS at U#5 with Re-commissioning of the same at U#7 & Procurement of rotating assembly for GS Water Pump at Koradi TPS-210 MW at Koradi TPS | MERC/CAPEX/2019-2020/WFH/SBR/11 | 2020-06-08 | 11.23 | 0 | 0 | 0 | 0 | 0 |  |  | 0 | 0 | 0 | 0
16.1 | Decommissioning & Shifting of M/s ABB make DCS system at KTPS Unit # 5 & Re-commissioning with Up gradation to Symphony Plus at KTPS Unit #7, 210MW Koradi. | MERC/CAPEX/2019-2020/WFH/SBR/11 | 2020-06-08 | 8.97 | 0 | 0 | 0 | 0 | 0 |  |  | 0 | 0 | 0 | 0
16.2 | Supply, erection & commissioning of rotating assembly for general service water pumps at 210 MW, KTPS, Koradi. | MERC/CAPEX/2019-2020/WFH/SBR/11 | 2020-06-08 | 1.9 | 0 | 0 | 0 | 0 | 0 |  |  | 0 | 0 | 0 | 0
0 | IDC | MERC/CAPEX/2019-2020/WFH/SBR/11 | 2020-06-08 | 0.36 | 0 | 0 | 0 | 0 | 0 |  |  | 0 | 0 | 0 | 0
17 | Flue Gas Desulphurization (FGD) System at 10 Nos. of 210 MW Units at Chandrapur, Koradi, Khaperkheda & Nasik TPS | MERC/CAPEX/2021-2022/MSPGCL/097 | 2022-03-14 | 69.43 | 0 | 0 | 0 | 0 | 0 |  |  | 0 | 0 | 0 | 0
17.1 | Flue Gas Desulphurization (FGD) System at Unit #6 Koradi TPS | MERC/CAPEX/2021-2022/MSPGCL/097 | 2022-03-14 | 66.55 | 0 | 0 | 0 | 24.51 | 0 |  |  | 0 | 24.51 | 0 | 0
0 | IDC | MERC/CAPEX/2021-2022/MSPGCL/097 | 2022-03-14 | 2.88 | 0 | 0 | 0 | 0.576 | 0 |  |  | 0 | 0.576 | 0 | 0
HO DPR 2 | Ash Augmentation System at Nasik & Koradi Thermal Power Station | MERC/CAP/DPR/10/08/537 | 2008-03-04 | 26.99 | 0 | 0 | 0 | 0 | 0 |  |  | 0 | 0 | 0 | 0
HO DPR 2.2 | Ash Augmentation System at Koradi Thermal Power Station | MERC/CAP/DPR/10/08/537 | 2008-03-04 | 26.99 | 24.14 | 24.14 | 0 | 0 | 0 |  |  | 0 | 0 | 0 | 0
0 | IDC | MERC/CAP/DPR/10/08/537 | 2008-03-04 | 0 | 0 | 0 | 0 | 0 | 0 |  |  | 0 | 0 | 0 | 0
HO DPR 5 | Procurement of energy efficient HT motors at Bhusawal TPS, Koradi TPS, Chandrapur TPS, khaperkheda TPS, Parli TPS & Paras TPS as insurance spares | MERC/TECH 1/CAPEX/20142015/01218 | 2014-11-25 | 2.22 | 0 | 0 | 0 | 0 | 0 |  |  | 0 | 0 | 0 | 0
HO DPR 5.6 | Koradi: Procurement & Commissioning of Energy efficient HT motors (Coal Mill & PA fan) for Unit-7at KTPS | MERC/TECH 1/CAPEX/20142015/01218 | 2014-11-25 | 2.22 | 0.14 | 0.14 | 0 | 0 | 0 |  |  | 0 | 0 | 0 | 0
HO DPR 7 | Installation of Real Time Online Coal-Ash Analyzer at various TPS | MERC/CAPEX/20162017/00774 | 2016-09-30 | 4.0552 | 0 | 0 | 0 | 0 | 0 |  |  | 0 | 0 | 0 | 0
HO DPR 7.2 | Koradi TPS | MERC/CAPEX/20162017/00774 | 2016-09-30 | 4.0552 | 0 | 0 | 0 | 0 | 0 |  |  | 0 | 0 | 0 | 0
HO DPR 8 | Replacement of Fire Tenders at Various Power Stations of Mahagenco | MERC/CAPEX/20172018/4653 | 2017-11-13 | 2.7 | 0 | 0 | 0 | 0 | 0 |  |  | 0 | 0 | 0 | 0
HO DPR 8.1 | Advance Multipurpose Fire Tender for KTPS | MERC/CAPEX/20172018/4653 | 2017-11-13 | 1.45 | 1.7765 | 1.7765 | 0 | 0 | 0 |  |  | 0 | 0 | 0 | 0
HO DPR 8.2 | Normal Multipurpose Fire Tender for KTPS | MERC/CAPEX/20172018/4653 | 2017-11-13 | 1.25 | 0 | 0 | 0 | 0 | 2.18 |  |  | 2.18 | -2.18 | 1.25 | 0.93
0 | IDC | MERC/CAPEX/20172018/4653 | 2017-11-13 | 0 | 0 | 0 | 0 | 0 | 0 |  |  | 0 | 0 | 0 | 0
HO DPR-11 | Reuse of tertiary treated water for Koradi and Khaperkheda Thermal Power Plant from Bhandewadi STP | MERC/CAPEX/MSPGCL/2018-19/1156 | 2018-07-24 | 21.13 | 0 | 0 | 0 | 0 | 0 |  |  | 0 | 0 | 0 | 0
HO DPR 11.1 | Reuse of tertiary treated water for Koradi and Khaperkheda Thermal Power Plant from Bhandewadi STP | MERC/CAPEX/MSPGCL/2018-19/1156 | 2018-07-24 | 20.41 | 10.435 | 9.445 | 0.99 | 0 | 0.98875 |  |  | 0.98875 | 0.0012486 | 0.98875 | 0
0 | IDC | MERC/CAPEX/MSPGCL/2018-19/1156 | 2018-07-24 | 0.72 | 0 | 0 | 0 | 0 | 0 |  |  | 0 | 0 | 0 | 0
HO DPR-12 | Various DPR Schemes for The work of maintaining the zero discharge condition of Pond No. 2 & Pond No.3 and providing the facilities on peripheral area of Pond No.3 such as roads / bridges with lightening arrangement at Koradi TPS | MERC/CAPEX/2018-2019/1242 | 2018-09-22 | 15.7443 | 0 | 0 | 0 | 0 | 0 |  |  | 0 | 0 | 0 | 0
HO DPR 12.1 | The work of maintaining the zero discharge condition of Pond No.2 & Pond No.3 at KTPS Koradi | MERC/CAPEX/2018-2019/1242 | 2018-09-22 | 4.2068 | 0.30539 | 0.30539 | 0 | 0 | 0 |  |  | 0 | 0 | 0 | 0
HO DPR 12.2 | Providing the facilities on peripheral area of Pond No.3 such as roads / bridges with lightening arrangement at Koradi TPS | MERC/CAPEX/2018-2019/1242 | 2018-09-22 | 11.5375 | 7.4017 | 7.0105 | 0.39122 | 0.79471 | 0.78151 |  |  | 0.78151 | 0.40442 | 0.78151 | 0
HO DPR 13 | Construction of new Administrative Building for Mahagenco at Vidyut Bhawan, Katol Road, Nagpur | MERC/CAPEX/2021-2022/MSPGCL/063 | 2022-02-12 | 57 | 0 | 0 | 0 | 0 | 0 |  |  | 0 | 0 | 0 | 0
HO DPR 13.1 | Construction of new Administrative Building for Mahagenco at Vidyut Bhawan, Katol Road, Nagpur | MERC/CAPEX/2021-2022/MSPGCL/063 | 2022-02-12 | 54.24 | 0 | 0 | 0 | 0 | 0 |  |  | 0 | 0
0 | IDC | MERC/CAPEX/2021-2022/MSPGCL/063 | 2022-02-12 | 2.76 | 0 | 0 | 0 | 0 | 0 |  |  | 0 | 0
HO DPR 14 | Centralized Monitoring Solution | MERC/CAPEX/MSPGCL/2023-24/0576 | 2023-11-02 | 69.309 | 0 | 0 | 0 | 0 | 0 |  |  | 0 | 0
HO DPR 14.1 | Centralized Monitoring Solution | MERC/CAPEX/MSPGCL/2023-24/0576 | 2023-11-02 | 66.009 | 0 | 0 | 0 | 0 | 0 |  |  | 0 | 0
0 | IDC | MERC/CAPEX/MSPGCL/2023-24/0576 | 2023-11-02 | 3.3 | 0 | 0 | 0 | 0 | 0 |  |  | 0 | 0
0 | 0 | 0 | - | 0 | 0 | 0 | 0 | 0 | 0 |  |  | 0 | 0
0 | (i) Yet to be Submitted to MERC | 0 | - | 0 | 0 | 0 | 0 | 0 | 0 |  |  | 0 | 0
1 | Various plant performance improvement scheme of 210 MW, Unit 06, KTPS | (ii) Yet to be submitted to MERC | - | 0 | 0 | 0 | 0 | 0 | 0 |  |  | 0 | 0
1.1 | Modification / replacement of existing compressor system to reduce auxiliary power consumption of Unit-6 | (ii) Yet to be submitted to MERC | - | 0 | 0 | 0 | 0 | 0 | 0 |  |  | 0 | 0
1.2 | Procurement of 2 Nos. Diesel Engine Driven Pumps at Fire Fighting pump house. | (ii) Yet to be submitted to MERC | - | 0 | 0 | 0 | 0 | 0 | 0 |  |  | 0 | 0
1.3 | Supply ,erection and commissioning of complete mechanical, electrical, C & I and design & engineering of associated structural and architectural works of PLC based pneumatic operated mill reject system | (ii) Yet to be submitted to MERC | - | 0 | 0 | 0 | 0 | 0 | 0 |  |  | 0 | 0
1.4 | Supply ,erection of the modification of existing coal bunker and commissioning of bunker chute assembly with vibrating motor to avoid bunker mouth coal choke up | (ii) Yet to be submitted to MERC | - | 0 | 0 | 0 | 0 | 0 | 0 |  |  | 0 | 0
1.5 | Procurement of S S Tubes for Condenser. | (ii) Yet to be submitted to MERC | - | 0 | 0 | 0 | 0 | 0 | 0 |  |  | 0 | 0
1.6 | Complete replacement of ducting system from Economizer inlet to ESP outlet for Unit-6 | (ii) Yet to be submitted to MERC | - | 0 | 0 | 0 | 0 | 0 | 0 |  |  | 0 | 0
1.7 | Procurement of Economiser coil at Unit-6,KTPS,Koradi | (ii) Yet to be submitted to MERC | - | 0 | 0 | 0 | 0 | 0 | 0 |  |  | 0 | 0
1.8 | Complete replacement of Collecting Plates and Emitting Electodes of ESP of Unit-6 | (ii) Yet to be submitted to MERC | - | 0 | 0 | 0 | 0 | 0 | 0 |  |  | 0 | 0
1.9 | Procurement of 2 nos. higher capacity and energy efficient complete G S pump along with motor. | (ii) Yet to be submitted to MERC | - | 0 | 0 | 0 | 0 | 0 | 0 |  |  | 0 | 0
1.1 | Procurement of Coal mill XRP-803 body with complete assymbly at BM-II,210MW,Unit-6, KTPS,Koradi. | (ii) Yet to be submitted to MERC | - | 0 | 0 | 0 | 0 | 0 | 0 |  |  | 0 | 0
1.11 | Procurement of ID fan complete rotor assembly for Unit-6 | (ii) Yet to be submitted to MERC | - | 0 | 0 | 0 | 0 | 0 | 0 |  |  | 0 | 0
1.12 | Procurement of VT pump for ETP RWP | (ii) Yet to be submitted to MERC | - | 0 | 0 | 0 | 0 | 0 | 0 |  |  | 0 | 0
1.13 | Procurement of Air Preheater Basket for Unit No. 6(228 MW) at KTPS , Koradi. | (ii) Yet to be submitted to MERC | - | 0 | 0 | 0 | 0 | 0 | 0 |  |  | 0 | 0
1.14 | Procurement of FD fan complete rotor assembly for Unit-6 | (ii) Yet to be submitted to MERC | - | 0 | 0 | 0 | 0 | 0 | 0 |  |  | 0 | 0
1.15 | Procurement of BFP Cartridge. | (ii) Yet to be submitted to MERC | - | 0 | 0 | 0 | 0 | 0 | 0 |  |  | 0 | 0
1.16 | Procurement of PA fan complete rotor assembly for Unit-6 | (ii) Yet to be submitted to MERC | - | 0 | 0 | 0 | 0 | 0 | 0 |  |  | 0 | 0
2 | Various Electrical & Instrumentation improvement & upgradation scheme of 210 MW, Unit 06, KTPS | (ii) Yet to be submitted to MERC | - | 0 | 0 | 0 | 0 | 0 | 0 |  |  | 0 | 0
2.1 | Upgradation of LT MCC Feeder above 90 KW by LT ACB for reliability enhancement | (ii) Yet to be submitted to MERC | - | 0 | 0 | 0 | 0 | 0 | 0 |  |  | 0 | 0
2.2 | Upgradation of LT breakers by new technology LT ACB for performance improvement | (ii) Yet to be submitted to MERC | - | 0 | 0 | 0 | 0 | 0 | 0 |  |  | 0 | 0
2.3 | Supply & retrofitting of 6.6 KV motor and 6.6 KV feeder protection with numerical relay & motor & feeder protection for station board. | (ii) Yet to be submitted to MERC | - | 0 | 0 | 0 | 0 | 0 | 0 |  |  | 0 | 0
2.4 | or statutory pollution requirementstack emmission | (ii) Yet to be submitted to MERC | - | 0 | 0 | 0 | 0 | 0 | 0 |  |  | 0 | 0
2.5 | Supply and installation of new VCB for Unit 6 board and outdoor area at 210MW, Koradi TPS | (ii) Yet to be submitted to MERC | - | 0 | 0 | 0 | 0 | 0 | 0 |  |  | 0 | 0
2.6 | DCS system regulates controls across entire plants, waiting too long to upgrade can lead to system abnormal behaviour. So it is required to upgrade our HMI DCS system. | (ii) Yet to be submitted to MERC | - | 0 | 0 | 0 | 0 | 0 | 0 |  |  | 0 | 0
2.7 | Supply, Erection & Commissioning of Distribution Panel of Colony at KTPS,Koradi. | (ii) Yet to be submitted to MERC | - | 0 | 0 | 0 | 0 | 0 | 0 |  |  | 0 | 0
2.8 | Supply, Erection, Testing and commissioning of High Mast Lighting System for Stadium at Koradi Cricket Ground, TYPE-VII Ground, Ground Near Hanuman Mandir under KTPS Colony, Koradi. | (ii) Yet to be submitted to MERC | - | 0 | 0 | 0 | 0 | 0 | 0 |  |  | 0 | 0
2.9 | Upgrading of stacker reclaimer with PLC panel by replacing existing relay logic panel. | (ii) Yet to be submitted to MERC | - | 0 | 0 | 0 | 0 | 0 | 0 |  |  | 0 | 0
2.1 | Provision, modification, retrofitting and revamping of lighting system at 210 MW, KTPS, Koradi. | (ii) Yet to be submitted to MERC | - | 0 | 0 | 0 | 0 | 0 | 0 |  |  | 0 | 0
2.11 | for smooth running of system ACNCS to be upgraded. | (ii) Yet to be submitted to MERC | - | 0 | 0 | 0 | 0 | 0 | 0 |  |  | 0 | 0
2.12 | Provision, modification and revamping of HT & LT CABLE laying system | (ii) Yet to be submitted to MERC | - | 0 | 0 | 0 | 0 | 0 | 0 |  |  | 0 | 0
2.13 | Replacement of meter cabinet of staff quarters buildings at KTPS,Koradi. | (ii) Yet to be submitted to MERC | - | 0 | 0 | 0 | 0 | 0 | 0 |  |  | 0 | 0
2.14 | Procurement of energy efficient H.T. motor for Impact Crusher and various L.T. motors for CHP 210MW. | (ii) Yet to be submitted to MERC | - | 0 | 0 | 0 | 0 | 0 | 0 |  |  | 0 | 0
2.15 | Procurement of enegy efficient LT motors for 210 MW,KTPS | (ii) Yet to be submitted to MERC | - | 0 | 0 | 0 | 0 | 0 | 0 |  |  | 0 | 0
2.16 | Procurement installation and comm of VFD for fire fighting pumps | (ii) Yet to be submitted to MERC | - | 0 | 0 | 0 | 0 | 0 | 0 |  |  | 0 | 0
2.17 | Procurement & installation single STOCK processor | (ii) Yet to be submitted to MERC | - | 0 | 0 | 0 | 0 | 0 | 0 |  |  | 0 | 0
2.18 | Refurbishment of existing MCC board of the Stacker reclaimer | (ii) Yet to be submitted to MERC | - | 0 | 0 | 0 | 0 | 0 | 0 |  |  | 0 | 0
2.19 | Supply, erection, commissioning of Energy monitoring system along with its software | (ii) Yet to be submitted to MERC | - | 0 | 0 | 0 | 0 | 0 | 0 |  |  | 0 | 0
2.2 | To upgrade existing installed effluent analyser with software & other hardware for remote calibration & direct data transmission. | (ii) Yet to be submitted to MERC | - | 0 | 0 | 0 | 0 | 0 | 0 |  |  | 0 | 0
2.21 | Various Electrical & Instrumentation improvement & upgradation scheme of 210 MW, Unit 06, KTPS | (ii) Yet to be submitted to MERC | - | 0 | 0 | 0 | 0 | 0 | 0 |  |  | 0 | 0
2.22 | Procurement installation and comm of VFD for CEP and compressors | (ii) Yet to be submitted to MERC | - | 0 | 0 | 0 | 0 | 0 | 0 |  |  | 0 | 0
2.23 | Procurement & installation of power saving plates for 210 mW, KTPS, koradi | (ii) Yet to be submitted to MERC | - | 0 | 0 | 0 | 0 | 0 | 0 |  |  | 0 | 0
2.24 | Procurement & installation of insulation monitoring system for 210 mW, KTPS, koradi | (ii) Yet to be submitted to MERC | - | 0 | 0 | 0 | 0 | 0 | 0 |  |  | 0 | 0
2.25 | Drum level and FST level measurement through hydrastep. | (ii) Yet to be submitted to MERC | - | 0 | 0 | 0 | 0 | 0 | 0 |  |  | 0 | 0
2.26 | Renovation of CCTV system at Augumentation plant CHP 210MW | (ii) Yet to be submitted to MERC | - | 0 | 0 | 0 | 0 | 0 | 0 |  |  | 0 | 0
2.27 | upgradation of various LT boards at unit no. 6, 210 MW | (ii) Yet to be submitted to MERC | - | 0 | 0 | 0 | 0 | 0 | 0 |  |  | 0 | 0
3 | Various Coal Handling plant performance improvement scheme of 210 MW, Unit 06, KTPS | (ii) Yet to be submitted to MERC | - | 0 | 0 | 0 | 0 | 0 | 0 |  |  | 0 | 0
3.1 | CHP IMPROVEMENT OF WAGON UNLOADING TO BUNKERING SYSTEM OF AUGMENTATION PLANT,210MW | (ii) Yet to be submitted to MERC | - | 0 | 0 | 0 | 0 | 0 | 0 |  |  | 0 | 0
3.2 | CHP IMPROVEMENT OF STACKING & RECLAIMING SYSTEM INCLUDING STACKER RECLAIMER MACHINE OF AUGMENTATION PLANT,210MW | (ii) Yet to be submitted to MERC | - | 0 | 0 | 0 | 0 | 0 | 0 |  |  | 0 | 0
3.3 | CHP IMPROVEMENT OF STACKING & RECLAIMING SYSTEM INCLUDING STACKER RECLAIMER MACHINE OF AUGMENTATION PLANT,210MW | (ii) Yet to be submitted to MERC | - | 0 | 0 | 0 | 0 | 0 | 0 |  |  | 0 | 0
3.4 | CHP IMPROVEMENT OF STACKING & RECLAIMING SYSTEM INCLUDING STACKER RECLAIMER MACHINE OF AUGMENTATION PLANT,210MW | (ii) Yet to be submitted to MERC | - | 0 | 0 | 0 | 0 | 0 | 0 |  |  | 0 | 0
3.5 | CHP IMPROVEMENT OF STACKING & RECLAIMING SYSTEM INCLUDING STACKER RECLAIMER MACHINE OF AUGMENTATION PLANT,210MW | (ii) Yet to be submitted to MERC | - | 0 | 0 | 0 | 0 | 0 | 0 |  |  | 0 | 0
3.6 | Devloping infrastructure for raw coal ground unloading | (ii) Yet to be submitted to MERC | - | 0 | 0 | 0 | 0 | 0 | 0 |  |  | 0 | 0
4 | Procurement and replacement of entire GS/DM pipings in phase manner | 0 | - | 0 | 0 | 0 | 0 | 0 | 0 |  |  | 0 | 0
5 | Providing New water supply scheme to colony at KTPS, Koradi | 0 | - | 0 | 0 | 0 | 0 | 0 | 0 |  |  | 0 | 0
0 | B) Non-DPR Schemes | 0 | - | 0 | 0 | 0 | 0 | 0 | 0 |  |  | 0 | 0
1 | ABC Powder type DCP Composite Fire Extinguisher | 0 | - | 0 | 0 | 0 | 0 | 0 | 0 |  |  | 0 | 0
2 | Procurment of Complete Air heater Baskets Of Unit-6 210 MW | 0 | - | 0 | 0 | 0 | 0 | 0 | 0 |  |  | 0 | 0
3 | Procurement of Complete Rotor Assembly with Rotor Blades and Actuating Rod Assembly for PA Fan Type AP2 17/12 for Unit-6, 210MW, KTPS, Koradi | 0 | - | 0 | 0 | 0 | 0 | 0 | 0 |  |  | 0 | 0
4 | Upgradation Of Dcs System Eas,Bu & Historian Server For Unit 6 210mw, Ktps Koradi | 0 | - | 0 | 0 | 0 | 0 | 0 | 0 |  |  | 0 | 0
5 | Work of the retrofitting/refurbishment of H2 compressor along with supply of recommended spares for Hydrogen Generation Plant at KTPS, Koradi, 210 MW.” | 0 | - | 0 | 0 | 0 | 0 | 0 | 0 |  |  | 0 | 0
6 | Design, Engineering, Supply and Installation of Energy Efficient Lighting System at various areas of 210 MW, Koradi TPS. | 0 | - | 0 | 0 | 0 | 0 | 0 | 0 |  |  | 0 | 0
7 | Providing and laying bituminous macadam surface to various roads and widening of roads, at KTPS colony, Koradi. | 0 | - | 0 | 0 | 0 | 0 | 0 | 0 |  |  | 0 | 0
8 | 3-E-Procurement of CW pump modified impeller for Unit 6, KTPS, Koradi. | 0 | - | 0 | 0 | 0 | 0 | 0 | 0 |  |  | 0 | 0
9 | 3-C-Procurement of Edwards make vacuum pump along with motor and spares for Unit 6, KTPS, Koradi, 210 MW | 0 | - | 0 | 0 | 0 | 0 | 0 | 0 |  |  | 0 | 0
10 | Procurment of Complete Haudraulic Fluid Coupling | 0 | - | 0 | 0 | 0 | 0 | 0 | 0 |  |  | 0 | 0
11 | Upgradation Of Turbovisary Instrument | 0 | - | 0 | 0 | 0 | 0 | 0 | 0 |  |  | 0 | 0
12 | Supply, Installation, Testing and Commissioning for complete solution and comprehensive protection and monitoring package along with retrofit of allied accessories for Generator Transformer and station transformers for 1 X 228 MW, Unit # 6, KTPS, Koradi | 0 | - | 0 | 0 | 0 | 0 | 0 | 0 |  |  | 0 | 0
13 | Up grading of MCC motor feeder Trolleys of various ratings with the installation of LT Air Circuit Breakers at 210 MW, Koradi TPS | 0 | - | 0 | 0 | 0 | 0 | 0 | 0 |  |  | 0 | 0
14 | Supply, erection, commissioning of Energy monitoring system along with its software | 0 | - | 0 | 0 | 0 | 0 | 0 | 0 |  |  | 0 | 0
15 | Design,erection & commissining of interconnecting short conveyor at chp 210 mw. | 0 | - | 0 | 0 | 0 | 0 | 0 | 0 |  |  | 0 | 0
16 | Supply & retrofitting, commissioning and testing of numerical motor protection, feeder protection and under voltage relays of 6.6 KV HT Station board at U#06,210MW ,KTPS ,koradi | 0 | - | 0 | 0 | 0 | 0 | 0 | 0 |  |  | 0 | 0
17 | Proc. of complete journal assembly with grinding roll for Coal millXRP-803 for U6,210MW | 0 | - | 0 | 0 | 0 | 0 | 0 | 0 |  |  | 0 | 0
18 | Modification & Restoration of APH outlet to ESP inlet flue gas ducts & allied work in U6,210MW,Koradi TPS | 0 | - | 0 | 0 | 0 | 0 | 0 | 0 |  |  | 0 | 0
19 | Construction of Rigid pavement along with RCC DRAIN at 210MW | 0 | - | 0 | 0 | 0 | 0 | 0 | 0 |  |  | 0 | 0
20 | Supply and replacement of recommended spares for Hydrogen Generation Plant at KTPS, Koradi, 210 MW.” | 0 | - | 0 | 0 | 0 | 0 | 0 | 0 |  |  | 0 | 0
0 | SCHEME OF HMI UPGRADATION OF VALMET DNA (METSO) DCS SYSTEM ALONG WITH COMPLETE NETWORKING ARCHITECTURE. | 0 | - | 0 | 0 | 0 | 0 | 0 | 0 |  |  | 0 | 0
0 | Procurement of OEM Gearboxes of important auxiliaries in CHP 210 MW. | 0 | - | 0 | 0 | 0 | 0 | 0 | 0 |  |  | 0 | 0
0 | REVAMPING OF E-POINT GROUND HOPPERS COAL FEEDING SYSTEM & ITS FEEDERS AT CHP 210 MW, KTPS, Koradi. | 0 | - | 0 | 0 | 0 | 0 | 0 | 0 |  |  | 0 | 0
0 | Design,supply, installation and commissioning of high performance energy chain system for bunker tripper trollies at CHP EM 210MW. | 0 | - | 0 | 0 | 0 | 0 | 0 | 0 |  |  | 0 | 0
0 | Design,supply, installation and commissioning of high performance energy chain system forstacker reclaimer at CHP EM 210MW. | 0 | - | 0 | 0 | 0 | 0 | 0 | 0 |  |  | 0 | 0
0 | Supply and installation of battery chargers at CHP EM 210MW. | 0 | - | 0 | 0 | 0 | 0 | 0 | 0 |  |  | 0 | 0
0 | Supply and installation of PLC at Wagon Tippler 4 at CHP EM 210MW. | 0 | - | 0 | 0 | 0 | 0 | 0 | 0 |  |  | 0 | 0
0 | Upgradation of existing manual desk of CHP 210MW by PLC based automated operation for efficient operation of auxillaries at CHP control room at CHP EM 210MW. | 0 | - | 0 | 0 | 0 | 0 | 0 | 0 |  |  | 0 | 0
0 | GENERAL ASSET | 0 | - | 0 | 0 | 0 | 0 | 0 | 0 |  |  | 0 | 0
1 | Vehicles | 0 | - | 0 | 0.10556 | 0.10556 | 0 | 0 | 0 |  |  | 0 | 0
2 | GENERAL ASSET--AKRDFOGA01-OFFICE FURNITURE | N.A. | - | 0 | 0.21377 | 0.21377 | 0 | 0 | 0 |  |  | 0 | 0
3 | GENERAL ASSET--AKRDFOGA02-COMPUTERS,PRINTER,SCANNER | N.A. | - | 0 | 1.4387 | 1.4387 | 0 | 1.5845 | 1.5845 |  |  | 1.5845 | 0
4 | GENERAL ASSET--AKRDFOGA03-AC,WATER COOLER | N.A. | - | 0 | 0.0281 | 0.0095 | 0.0186 | 0.01972 | 0.01972 |  |  | 0.01972 | 0.0186
5 | GENERAL ASSET--AKRDFOGA04-AIR PURIFIER | N.A. | - | 0 | 0.0105 | 0 | 0.0105 | 0 | 0 |  |  | 0 | 0.0105
6 | GENERAL ASSET--OTHER GENERAL ASSET | 0 | - | 0 | 0 | 0 | 0 | 0.03773 | 0.03773 |  |  | 0.03773 | 0
| Total |  |  |  | 684.5971 | 650.8742 | 33.7229 | 53.2705 | 41.8479 | 0 | 0 | 41.8479 | 45.1456
FY 2023-24
a) DPR Schemes
(i) Submitted to MERC
1 | EE R&M Koradi Unit 6 | MERC/CAPEX/20102011/00364 | 2010-05-24 | 486.07 | 0 | 0 | 0 | 0 | 0 |  |  | 0 | 0 | 0 | 0
1.1 | EE R&M Koradi Unit 6 | MERC/CAPEX/20102011/00364 | 2010-05-24 | 486.07 | 486.07 | 484.1538 | 1.9162 | 0 | -3.6812 |  |  | -3.6812 | 5.5974 | 0 | -3.6812
2 | Boiler Reengineering for Koradi TPS of Unit 5 & 7 | MERC/CAPEX/20112012/00402 | 2011-05-16 | 273.14 | 0 | 0 | 0 | 0 | 0 |  |  | 0 | 0 | 0 | 0
2.1 | Boiler Reengineering for Koradi TPS of Unit 5 & 7 | MERC/CAPEX/20112012/00402 | 2011-05-16 | 273.14 | 0 | 0 | 0 | 0 | 0 |  |  | 0 | 0 | 0 | 0
3 | Turbine Auxiliary performance Improvements schemes at Koradi TPS (Unit 5 & 7) | MERC/TECH 1/CAPEX/20122013/2283 | 2013-01-09 | 15.88 | 0 | 0 | 0 | 0 | 0 |  |  | 0 | 0 | 0 | 0
3.1 | Procurement of modified upgraded boiler feed pump (Type -200KHI/S) having energy efficient cartridge for unit 5 & 7 , KTPS. | MERC/TECH 1/CAPEX/20122013/2283 | 2013-01-09 | 14.245 | 9.41 | 9.41 | 0 | 0 | 0 |  |  | 0 | 0 | 0 | 0
3.2 | Steam path audit of Unit no,5 & 7 | MERC/TECH 1/CAPEX/20122013/2283 | 2013-01-09 | 0.45 | 0 | 0 | 0 | 0 | 0 |  |  | 0 | 0 | 0 | 0
0 | IDC | MERC/TECH 1/CAPEX/20122013/2283 | 2013-01-09 | 1.185 | 0 | 0 | 0 | 0 | 0 |  |  | 0 | 0 | 0 | 0
4 | Improvement in performance monitoring of different areas | MERC/TECH 1/CAPEX/20122013/02326 | 2013-01-11 | 18.3101 | 0 | 0 | 0 | 0 | 0 |  |  | 0 | 0 | 0 | 0
4.1 | Installation & Commissioning of “CCTV for boiler flame monitoring” In Unit no.5 & 6 at KTPS | MERC/TECH 1/CAPEX/20122013/02326 | 2013-01-11 | 0.349 | 0 | 0 | 0 | 0 | 0 |  |  | 0 | 0 | 0 | 0
4.2 | Implementation of ‘‘ Digital Control System along with online vibrations monitoring of HT auxiliaries, online turbine vibrations & Flame scanner system” for 210 MW- unit 7, KTPS | MERC/TECH 1/CAPEX/20122013/02326 | 2013-01-11 | 9.0079 | 0 | 0 | 0 | 0 | 0 |  |  | 0 | 0 | 0 | 0
4.3 | Supply, Installation & commissioning of ``Flame Scanner Analyzer ’’ in unit 5 of 200 MW unit KTPS | MERC/TECH 1/CAPEX/20122013/02326 | 2013-01-11 | 0.315 | 0 | 0 | 0 | 0 | 0 |  |  | 0 | 0 | 0 | 0
4.4 | Supply, erection & commissioning of ``Mass Flow meter for F.O. at units 5, & 7 of 210 MW at KTPS | MERC/TECH 1/CAPEX/20122013/02326 | 2013-01-11 | 0.338 | 0.21 | 0.21 | 0 | 0 | 0 |  |  | 0 | 0 | 0 | 0
4.5 | Supply, installation & commissioning of ``Online Vibration Monitoring for HT auxiliary”, for 200 MW- unit 5, KTPS | MERC/TECH 1/CAPEX/20122013/02326 | 2013-01-11 | 0.898 | 0 | 0 | 0 | 0 | 0 |  |  | 0 | 0 | 0 | 0
4.6 | Supply, Erection & commissioning of ``Radar type Level Transmitter” for coal bunker in unit no 5, 6 & 7 for (210 MW) at KTPS | MERC/TECH 1/CAPEX/20122013/02326 | 2013-01-11 | 0.66833 | 0 | 0 | 0 | 0 | 0 |  |  | 0 | 0 | 0 | 0
4.7 | Supply, Installation & commissioning of up gradation of ``Turbovisory system’’ in unit 5 of 200 MW unit KTPS | MERC/TECH 1/CAPEX/20122013/02326 | 2013-01-11 | 0.558 | 0 | 0 | 0 | 0 | 0 |  |  | 0 | 0 | 0 | 0
4.8 | Supply, Installation & commissioning of Hermetically sealed Transformer Sets at ESP of unit 7 at KTPS | MERC/TECH 1/CAPEX/20122013/02326 | 2013-01-11 | 0.875 | 0 | 0 | 0 | 0 | 0 |  |  | 0 | 0 | 0 | 0
4.9 | Supply, installation & commissioning of ‘‘ Smart Energy Management System ’’ in unit 5, 6 & 7, KTPS | MERC/TECH 1/CAPEX/20122013/02326 | 2013-01-11 | 0.5517 | 0 | 0 | 0 | 0 | 0 |  |  | 0 | 0 | 0 | 0
4.10 | Installation of 2 nos. of “Continuous Ambient Air Quality Monitoring Station at KTPS | MERC/TECH 1/CAPEX/20122013/02326 | 2013-01-11 | 2.0364 | 0 | 0 | 0 | 0 | 0 |  |  | 0 | 0 | 0 | 0
4.11 | Procurement of proximate analyzers (2 nos.) for proximate analysis of coal | MERC/TECH 1/CAPEX/20122013/02326 | 2013-01-11 | 0.6902 | 0.45 | 0.45 | 0 | 0 | 0 |  |  | 0 | 0 | 0 | 0
4.12 | Procurement of Ultimate Analyzer (1 No.):- | MERC/TECH 1/CAPEX/20122013/02326 | 2013-01-11 | 0.53257 | 0 | 0 | 0 | 0 | 0 |  |  | 0 | 0 | 0 | 0
0 | IDC | MERC/TECH 1/CAPEX/20122013/02326 | 2013-01-11 | 1.49 | 0 | 0 | 0 | 0 | 0 |  |  | 0 | 0 | 0 | 0
5 | Restoration of Pond No.3 by desilting and providing peripheral earthen bund with desilted soil and other related appratant works of Nallah training, approach road, C.D. Works, pipe culverts etc at Koradi TPS | MERC/CAPEX/20152016/00447 | 2016-08-08 | 56.2228 | 0 | 0 | 0 | 0 | 0 |  |  | 0 | 0 | 0 | 0
5.1 | Desilting and Restoration of Pond No.3. a) Providing earthen bund of 10 Mtr top width by utilizing desilted soil. b) Providing walkway of 12-15 Mtr width inside of main bund by utilizing desilted soil. | MERC/CAPEX/20152016/00447 | 2016-08-08 | 15.4481 | 30.8868 | 30.8186 | 0.068217 | 0 | 0 |  |  | 0 | 0.068217 | 0 | 0
5.2 | C.D. Works across feeder storm drain to Pond No.3. | MERC/CAPEX/20152016/00447 | 2016-08-08 | 2.6032 | 4.8498 | 4.1182 | 0.7316 | 0 | 0 |  |  | 0 | 0.7316 | 0 | 0
5.3 | Construction of RCC Box for carrying 40% Hot Water and road over it to Pond No.3. | MERC/CAPEX/20152016/00447 | 2016-08-08 | 5.7752 | 0.76228 | 0.42008 | 0.3422 | 0 | 0 |  |  | 0 | 0.3422 | 0 | 0
5.4 | Improvement of Hot Water Canal cum natural stream from Pond No.2 to Pond No.3. | MERC/CAPEX/20152016/00447 | 2016-08-08 | 4.4571 | 5.0976 | 5.074 | 0.0236 | 0 | 0 |  |  | 0 | 0.0236 | 0 | 0
5.5 | Sewage Treatment Plant (S.T.P.) proposed on Feeder Nallahs at entry point of Pond No.3. | MERC/CAPEX/20152016/00447 | 2016-08-08 | 3.8 | 0 | 0 | 0 | 0 | 0 |  |  | 0 | 0 | 0 | 0
5.6 | Mechanized de-weeding and desilting by dredging of Pond No.3 at Koradi. | MERC/CAPEX/20152016/00447 | 2016-08-08 | 13.6905 | 9.4754 | 9.4754 | 0 | 0 | 0 |  |  | 0 | 0 | 0 | 0
5.7 | Construction of Bridge and road between Irrigation and Koradi TPS Canal at Koradi. | MERC/CAPEX/20152016/00447 | 2016-08-08 | 1.4808 | 2.655 | 2.478 | 0.177 | 0 | 0 |  |  | 0 | 0.177 | 0 | 0
5.8 | Construction of Bridge cum Bandhara on spill channel of Pond No. 3 at Koradi. | MERC/CAPEX/20152016/00447 | 2016-08-08 | 3.5879 | 6.2068 | 6.2068 | 0 | 0 | 0 |  |  | 0 | 0 | 0 | 0
0 | IDC | MERC/CAPEX/20152016/00447 | 2016-08-08 | 5.38 | 0 | 0 | 0 | 0 | 0 |  |  | 0 | 0 | 0 | 0
6 | Supply, Installation & Commissioning of different schemes for MPCB & station requirement at KTPS, Koradi | MERC/CAPEX/20172018/4593 | 2017-11-06 | 11.1434 | 0 | 0 | 0 | 0 | 0 |  |  | 0 | 0 | 0 | 0
6.1 | Procurement of 2 nos. Sky Climber | MERC/CAPEX/20172018/4593 | 2017-11-06 | 0.9258 | 1.028 | 1.028 | 0 | 0 | 0 |  |  | 0 | 0 | 0 | 0
6.2 | Adaptation of Ozonisation tech. for disinfection of Sewage water | MERC/CAPEX/20172018/4593 | 2017-11-06 | 0.4321 | 0.51617 | 0.51617 | 0 | 0 | 0 |  |  | 0 | 0 | 0 | 0
6.3 | Supply, installation, erection & commissioning of various online flow meters | MERC/CAPEX/20172018/4593 | 2017-11-06 | 0.9251 | 0.7234 | 0 | 0.7234 | 0 | 0 |  |  | 0 | 0.7234 | 0 | 0
6.4 | Installation of on-line Gas Analyzer in unit no. 6 & 7 | MERC/CAPEX/20172018/4593 | 2017-11-06 | 0.8662 | 0.34692 | 0.34692 | 0 | 0 | 0 |  |  | 0 | 0 | 0 | 0
6.5 | LTSH coil for Unit no.7 | MERC/CAPEX/20172018/4593 | 2017-11-06 | 6 | 0 | 0 | 0 | 0 | 0 |  |  | 0 | 0 | 0 | 0
6.6 | Procurement of Gear Box | MERC/CAPEX/20172018/4593 | 2017-11-06 | 0.86417 | 0.86417 | 0.86417 | 0 | 0 | 0 |  |  | 0 | 0 | 0 | 0
6.7 | Procurement of BEML Dozer BD 155 Engine & PTO assembly | MERC/CAPEX/20172018/4593 | 2017-11-06 | 0.44 | 0.58579 | 0.58579 | 0 | 0 | 0 |  |  | 0 | 0 | 0 | 0
0 | IDC | MERC/CAPEX/20172018/4593 | 2017-11-06 | 0.69 | 0 | 0 | 0 | 0 | 0 |  |  | 0 | 0 | 0 | 0
7 | CTR Work (Complete Track Renewal)/ Renovation for existing broad guage railway siding for Koradi TPS. | MERC/CAPEX/20172018/4266 | 2017-09-28 | 13.529 | 0 | 0 | 0 | 0 | 0 |  |  | 0 | 0 | 0 | 0
7.1 | CRT Work (Complete Track Renewal)/ Renovation for existing broad guage railway siding for Koradi TPS. | MERC/CAPEX/20172018/4266 | 2017-09-28 | 13.529 | 0 | 0 | 0 | 0 | 0 |  |  | 0 | 0 | 0 | 0
8 | Work of construction of WBM Road & drain on filling hot water canal from Pond No. 2 to Pond No. 3 and construction of bridge cum weir on Pond No. 3 parallel to National Highway at Koradi TPS | MERC/CAPEX/20172018/4569 | 2017-11-07 | 12.2831 | 0 | 0 | 0 | 0 | 0 |  |  | 0 | 0 | 0 | 0
8.1 | Construction of WBM road and drain on filling of hot water canal from Pond No.2 to Pond No.3. | MERC/CAPEX/20172018/4569 | 2017-11-07 | 8.5206 | 11.55 | 11.9303 | -0.38034 | 0 | 0 |  |  | 0 | -0.38034 | 0 | 0
8.2 | Construction of bridge cum weir on Pond No.3 parallel to National Highway. | MERC/CAPEX/20172018/4569 | 2017-11-07 | 3.7625 | 3.54 | 3.54 | 0 | 0 | 0 |  |  | 0 | 0 | 0 | 0
10 | Conservation of Koradi Lake, Nagpur under the National Plan for conservation of Aquatic Eco System (NPCA) | MERC/CAPEX/20182019/1256 | 2018-10-01 | 17.48 | 0 | 0 | 0 | 0 | 0 |  |  | 0 | 0 | 0 | 0
10.1 | Conservation of Koradi Lake, Nagpur under the National Plan for conservation of Aquatic Eco System (NPCA) | MERC/CAPEX/20182019/1256 | 2018-10-01 | 17.48 | 11.14 | 0 | 11.14 | 6.34 | 0 |  |  | 0 | 17.48 | 0 | 0
11 | Providing & Construction of various public amenities in the rehabilitated villages of Koradi & Khasara at Koradi TPS | MERC/CAPEX/20182019/0946 | 2018-06-29 | 13.1 | 0 | 0 | 0 | 0 | 0 |  |  | 0 | 0 | 0 | 0
11.1 | Implementation of water supply scheme (W.S.S.) in rehabilitated villages. | MERC/CAPEX/20182019/0946 | 2018-06-29 | 0.79851 | 0.8614 | 0.5192 | 0.3422 | 0 | 0 |  |  | 0 | 0.3422 | 0 | 0
11.2 | Construction of Grampanchayat office building (Additional floor) | MERC/CAPEX/20182019/0946 | 2018-06-29 | 0.24218 | 0.2242 | 0.2242 | 0 | 0 | 0 |  |  | 0 | 0 | 0 | 0
11.3 | Asphalting of Main road and other internal roads in rehabilitated villages. | MERC/CAPEX/20182019/0946 | 2018-06-29 | 4.3519 | 4.71 | 4.71 | 0 | 0 | 0 |  |  | 0 | 0 | 0 | 0
11.4 | Development & construction of Bazar otta in rehabilitated village in Nanda. | MERC/CAPEX/20182019/0946 | 2018-06-29 | 0.50271 | 0.4838 | 0.4838 | 0 | 0 | 0 |  |  | 0 | 0 | 0 | 0
11.5 | Other works as per the directives of Energy Deptt. GoM | MERC/CAPEX/20182019/0946 | 2018-06-29 | 4.657 | 4.465 | 4 | 0.465 | 0 | 0 |  |  | 0 | 0.465 | 0 | 0
11.6 | Asphalting of Main road and other internal roads in rehabilitated villages at Khasara. | MERC/CAPEX/20182019/0946 | 2018-06-29 | 1.4326 | 1.4396 | 1.416 | 0.0236 | 0 | 0 |  |  | 0 | 0.0236 | 0 | 0
11.7 | Construction of Dome structure for Buddha Vihar at Khasara. | MERC/CAPEX/20182019/0946 | 2018-06-29 | 0.1867 | 0.177 | 0.059 | 0.118 | 0 | 0 |  |  | 0 | 0.118 | 0 | 0
11.8 | Construction of compound wall around open premises of Buddha Vihar at Khasara | MERC/CAPEX/20182019/0946 | 2018-06-29 | 0.41622 | 0.354 | 0.354 | 0 | 0 | 0 |  |  | 0 | 0 | 0 | 0
11.9 | a) Construction of toilets block of Khasara school building Rs. 19,15,081.40 b) Development of ground of school Building Khasara Rs. 12,06,026.50 c) Street light on internal roads Rs. 20,00,000.00 at Khasara (L.S. Provision) | MERC/CAPEX/20182019/0946 | 2018-06-29 | 0.51211 | 0.2242 | 0.2242 | 0 | 0 | 0 |  |  | 0 | 0 | 0 | 0
12 | Various DPR Schemes for Providing green belt around Pond No.3, construction of weir & reclaiming natural stream from Pond No. 3 to Kolar River on d/s side of Pond No.3 and deepening of West side of Pond No.3 at Koradi TPS | MERC/CAPEX/20182019/1241 | 2018-09-20 | 28.557 | 0 | 0 | 0 | 0 | 0 |  |  | 0 | 0 | 0 | 0
12.1 | Work of reducing the evaporation losses by protecting Pond No. 3 with green belt | MERC/CAPEX/20182019/1241 | 2018-09-20 | 5.1837 | 0 | 0 | 0 | 0 | 0 |  |  | 0 | 0 | 0 | 0
12.2 | Deepening of West side of Pond No.3 at Koradi | MERC/CAPEX/20182019/1241 | 2018-09-20 | 18.2976 | 11.24 | 11.24 | 0 | 0 | 0 |  |  | 0 | 0 | 0 | 0
12.3 | Construction of Weir on d/s side of Pond No.3 and reclaiming of natural stream / nallah from Pond No.3 to Kolar river | MERC/CAPEX/20182019/1241 | 2018-09-20 | 3.2735 | 0.03 | 0 | 0.03 | 0 | 0 |  |  | 0 | 0.03 | 0 | 0
0 | IDC | MERC/CAPEX/20182019/1241 | 2018-09-20 | 1.8021 | 0 | 0 | 0 | 0 | 0 |  |  | 0 | 0 | 0 | 0
13 | Refurbishment of Coal Handling Plant at Koradi TPS | MERC/CAPEX/2019-20/0130 | 2019-05-08 | 27.41 | 0 | 0 | 0 | 0 | 0 |  |  | 0 | 0 | 0 | 0
13.1 | Old CHP (WT-2 & WT-3) Refurbishment (R&M) at 2 x 210 MW Units ofKoradi Thermal Power Station. | MERC/CAPEX/2019-20/0130 | 2019-05-08 | 19.24 | 19.24 | 15.2579 | 3.9821 | 3.12 | 3.5626 |  |  | 3.5626 | 3.5394 | 3.5626 | 0
13.2 | Old Reclaiming System’s Refurbishment (R&M) at 2 x 210 MW Units Koradi Thermal Power Station. | MERC/CAPEX/2019-20/0130 | 2019-05-08 | 2.72 | 2.72 | 2.5969 | 0.12311 | 0 | 0 |  |  | 0 | 0.12311 | 0 | 0
13.3 | Junction Tower’s Refurbishment (R&M) of 2 x 210 MW Units of Koradi Thermal Power Station. | MERC/CAPEX/2019-20/0130 | 2019-05-08 | 3.27 | 3.27 | 2.8736 | 0.3964 | 0 | 0 |  |  | 0 | 0.3964 | 0 | 0
0 | IDC | MERC/CAPEX/2019-20/0130 | 2019-05-08 | 2.18 | 0 | 0 | 0 | 0 | 0 |  |  | 0 | 0 | 0 | 0
14 | Various DPR Schemes for Work of strengthening and asphalting on the peripheral earthen embankment of Pond No.3 and part portion of inspection road (Navegaon to Rohana) of Pench intake pipeline from Pench to Pond No. 3 at Koradi | MERC/CAPEX/20182019/021 | 2019-01-19 | 25.1364 | 0 | 0 | 0 | 0 | 0 |  |  | 0 | 0 | 0 | 0
14.1 | Work of strengthening and asphalting on the peripheral earthen embankment of Pond No.3 at Koradi. | MERC/CAPEX/20182019/021 | 2019-01-19 | 11.2959 | 11.3 | 9.79 | 1.51 | 0 | 0 |  |  | 0 | 1.51 | 0 | 0
14.2 | Work of strengthening and asphalting of part portion of inspection road (Navegaon to Rohana) of Pench intake pipeline from Pench to Pond No.3 at Koradi. | MERC/CAPEX/20182019/021 | 2019-01-19 | 13.8405 | 14.3724 | 14.2999 | 0.072514 | 0 | 0 |  |  | 0 | 0.072514 | 0 | 0
0 | IDC | MERC/CAPEX/20182019/021 | 2019-01-19 | 0 | 0 | 0 | 0 | 0 | 0 |  |  | 0 | 0 | 0 | 0
15 | Various Electrical schemes at Unit 6 & 7 and outdoor area for system up-gradation at 210MW Koradi TPS | MERC/CAPEX/2019-2020/735 | 2019-09-16 | 13.2685 | 0 | 0 | 0 | 0 | 0 |  |  | 0 | 0 | 0 | 0
15.1 | Procurement & Replacement of 2250 AH & 220V station battery set and battery charger for U-6 at Koradi TPS 210MW along-with suitable Battery charger. (Including Taxes.) | MERC/CAPEX/2019-2020/735 | 2019-09-16 | 2.95 | 2.87 | 2.87 | 0 | 0 | 0 |  |  | 0 | 0 | 0 | 0
15.2 | Retrofitting of existing VCB to U#7 HT Board, Station area & Outdoor area | MERC/CAPEX/2019-2020/735 | 2019-09-16 | 8.2423 | 0 | 0 | 0 | 0 | 0 |  |  | 0 | 0 | 0 | 0
15.3 | Supply & retrofitting of GT, UAT, 6.6 KV Motor and 6.6 KV feeder protection with numerical relay & for motor & feeder protection for Unit-7. | MERC/CAPEX/2019-2020/735 | 2019-09-16 | 1.0962 | 0 | 0 | 0 | 0 | 0 |  |  | 0 | 0 | 0 | 0
0 | IDC | MERC/CAPEX/2019-2020/735 | 2019-09-16 | 0.98 | 0 | 0 | 0 | 0 | 0 |  |  | 0 | 0 | 0 | 0
16 | Decommissioning & Up-gradation of existing DCS at U#5 with Re-commissioning of the same at U#7 & Procurement of rotating assembly for GS Water Pump at Koradi TPS-210 MW at Koradi TPS | MERC/CAPEX/2019-2020/WFH/SBR/11 | 2020-06-08 | 11.23 | 0 | 0 | 0 | 0 | 0 |  |  | 0 | 0 | 0 | 0
16.1 | Decommissioning & Shifting of M/s ABB make DCS system at KTPS Unit # 5 & Re-commissioning with Up gradation to Symphony Plus at KTPS Unit #7, 210MW Koradi. | MERC/CAPEX/2019-2020/WFH/SBR/11 | 2020-06-08 | 8.97 | 0 | 0 | 0 | 0 | 0 |  |  | 0 | 0 | 0 | 0
16.2 | Supply, erection & commissioning of rotating assembly for general service water pumps at 210 MW, KTPS, Koradi. | MERC/CAPEX/2019-2020/WFH/SBR/11 | 2020-06-08 | 1.9 | 0 | 0 | 0 | 0 | 0 |  |  | 0 | 0 | 0 | 0
0 | IDC | MERC/CAPEX/2019-2020/WFH/SBR/11 | 2020-06-08 | 0.36 | 0 | 0 | 0 | 0 | 0 |  |  | 0 | 0 | 0 | 0
17 | Flue Gas Desulphurization (FGD) System at 10 Nos. of 210 MW Units at Chandrapur, Koradi, Khaperkheda & Nasik TPS | MERC/CAPEX/2021-2022/MSPGCL/097 | 2022-03-14 | 69.43 | 0 | 0 | 0 | 0 | 0 |  |  | 0 | 0 | 0 | 0
17.1 | Flue Gas Desulphurization (FGD) System at Unit #6 Koradi TPS | MERC/CAPEX/2021-2022/MSPGCL/097 | 2022-03-14 | 66.55 | 24.51 | 0 | 24.51 | 73.53 | 0 |  |  | 0 | 98.04 | 0 | 0
0 | IDC | MERC/CAPEX/2021-2022/MSPGCL/097 | 2022-03-14 | 2.88 | 0.576 | 0 | 0.576 | 2.304 | 0 |  |  | 0 | 2.88 | 0 | 0
HO DPR 2 | Ash Augmentation System at Nasik & Koradi Thermal Power Station | MERC/CAP/DPR/10/08/537 | 2008-03-04 | 26.99 | 0 | 0 | 0 | 0 | 0 |  |  | 0 | 0 | 0 | 0
HO DPR 2.2 | Ash Augmentation System at Koradi Thermal Power Station | MERC/CAP/DPR/10/08/537 | 2008-03-04 | 26.99 | 24.14 | 24.14 | 0 | 0 | 0 |  |  | 0 | 0 | 0 | 0
0 | IDC | MERC/CAP/DPR/10/08/537 | 2008-03-04 | 0 | 0 | 0 | 0 | 0 | 0 |  |  | 0 | 0 | 0 | 0
HO DPR 5 | Procurement of energy efficient HT motors at Bhusawal TPS, Koradi TPS, Chandrapur TPS, khaperkheda TPS, Parli TPS & Paras TPS as insurance spares | MERC/TECH 1/CAPEX/20142015/01218 | 2014-11-25 | 2.22 | 0 | 0 | 0 | 0 | 0 |  |  | 0 | 0 | 0 | 0
HO DPR 5.6 | Koradi: Procurement & Commissioning of Energy efficient HT motors (Coal Mill & PA fan) for Unit-7at KTPS | MERC/TECH 1/CAPEX/20142015/01218 | 2014-11-25 | 2.22 | 0.14 | 0.14 | 0 | 0 | 0 |  |  | 0 | 0 | 0 | 0
HO DPR 7 | Installation of Real Time Online Coal-Ash Analyzer at various TPS | MERC/CAPEX/20162017/00774 | 2016-09-30 | 4.0552 | 0 | 0 | 0 | 0 | 0 |  |  | 0 | 0 | 0 | 0
HO DPR 7.2 | Koradi TPS | MERC/CAPEX/20162017/00774 | 2016-09-30 | 4.0552 | 0 | 0 | 0 | 0 | 0 |  |  | 0 | 0 | 0 | 0
HO DPR 8 | Replacement of Fire Tenders at Various Power Stations of Mahagenco | MERC/CAPEX/20172018/4653 | 2017-11-13 | 2.7 | 0 | 0 | 0 | 0 | 0 |  |  | 0 | 0 | 0 | 0
HO DPR 8.1 | Advance Multipurpose Fire Tender for KTPS | MERC/CAPEX/20172018/4653 | 2017-11-13 | 1.45 | 1.7765 | 1.7765 | 0 | 0 | 0 |  |  | 0 | 0 | 0 | 0
HO DPR 8.2 | Normal Multipurpose Fire Tender for KTPS | MERC/CAPEX/20172018/4653 | 2017-11-13 | 1.25 | 0 | 2.18 | -2.18 | 2.18 | 0 |  |  | 0 | 0 | 0 | 0
0 | IDC | MERC/CAPEX/20172018/4653 | 2017-11-13 | 0 | 0 | 0 | 0 | 0 | 0 |  |  | 0 | 0 | 0 | 0
HO DPR-11 | Reuse of tertiary treated water for Koradi and Khaperkheda Thermal Power Plant from Bhandewadi STP | MERC/CAPEX/MSPGCL/2018-19/1156 | 2018-07-24 | 21.13 | 0 | 0 | 0 | 0 | 0 |  |  | 0 | 0 | 0 | 0
HO DPR 11.1 | Reuse of tertiary treated water for Koradi and Khaperkheda Thermal Power Plant from Bhandewadi STP | MERC/CAPEX/MSPGCL/2018-19/1156 | 2018-07-24 | 20.41 | 10.435 | 10.4338 | 0.0012486 | 0 | 0 |  |  | 0 | 0.0012486 | 0 | 0
0 | IDC | MERC/CAPEX/MSPGCL/2018-19/1156 | 2018-07-24 | 0.72 | 0 | 0 | 0 | 0 | 0 |  |  | 0 | 0 | 0 | 0
HO DPR-12 | Various DPR Schemes for The work of maintaining the zero discharge condition of Pond No. 2 & Pond No.3 and providing the facilities on peripheral area of Pond No.3 such as roads / bridges with lightening arrangement at Koradi TPS | MERC/CAPEX/2018-2019/1242 | 2018-09-22 | 15.7443 | 0 | 0 | 0 | 0 | 0 |  |  | 0 | 0 | 0 | 0
HO DPR 12.1 | The work of maintaining the zero discharge condition of Pond No.2 & Pond No.3 at KTPS Koradi | MERC/CAPEX/2018-2019/1242 | 2018-09-22 | 4.2068 | 0.30539 | 0.30539 | 0 | 0 | 0 |  |  | 0 | 0 | 0 | 0
HO DPR 12.2 | Providing the facilities on peripheral area of Pond No.3 such as roads / bridges with lightening arrangement at Koradi TPS | MERC/CAPEX/2018-2019/1242 | 2018-09-22 | 11.5375 | 8.1964 | 7.792 | 0.40442 | 0 | 0 |  |  | 0 | 0.40442 | 0 | 0
HO DPR 13 | Construction of new Administrative Building for Mahagenco at Vidyut Bhawan, Katol Road, Nagpur | MERC/CAPEX/2021-2022/MSPGCL/063 | 2022-02-12 | 57 | 0 | 0 | 0 | 0 | 0 |  |  | 0 | 0 | 0 | 0
HO DPR 13.1 | Construction of new Administrative Building for Mahagenco at Vidyut Bhawan, Katol Road, Nagpur | MERC/CAPEX/2021-2022/MSPGCL/063 | 2022-02-12 | 54.24 | 0 | 0 | 0 | 0 | 0 |  |  | 0 | 0
0 | IDC | MERC/CAPEX/2021-2022/MSPGCL/063 | 2022-02-12 | 2.76 | 0 | 0 | 0 | 0 | 0 |  |  | 0 | 0
HO DPR 14 | Centralized Monitoring Solution | MERC/CAPEX/MSPGCL/2023-24/0576 | 2023-11-02 | 69.309 | 0 | 0 | 0 | 0 | 0 |  |  | 0 | 0
HO DPR 14.1 | Centralized Monitoring Solution | MERC/CAPEX/MSPGCL/2023-24/0576 | 2023-11-02 | 66.009 | 0 | 0 | 0 | 0 | 0 |  |  | 0 | 0
0 | IDC | MERC/CAPEX/MSPGCL/2023-24/0576 | 2023-11-02 | 3.3 | 0 | 0 | 0 | 0 | 0 |  |  | 0 | 0
0 | 0 | 0 | - | 0 | 0 | 0 | 0 | 0 | 0 |  |  | 0 | 0
0 | (i) Yet to be Submitted to MERC | 0 | - | 0 | 0 | 0 | 0 | 0 | 0 |  |  | 0 | 0
1 | Various plant performance improvement scheme of 210 MW, Unit 06, KTPS | (ii) Yet to be submitted to MERC | - | 0 | 0 | 0 | 0 | 0 | 0 |  |  | 0 | 0
1.1 | Modification / replacement of existing compressor system to reduce auxiliary power consumption of Unit-6 | (ii) Yet to be submitted to MERC | - | 0 | 0 | 0 | 0 | 0 | 0 |  |  | 0 | 0
1.2 | Procurement of 2 Nos. Diesel Engine Driven Pumps at Fire Fighting pump house. | (ii) Yet to be submitted to MERC | - | 0 | 0 | 0 | 0 | 0 | 0 |  |  | 0 | 0
1.3 | Supply ,erection and commissioning of complete mechanical, electrical, C & I and design & engineering of associated structural and architectural works of PLC based pneumatic operated mill reject system | (ii) Yet to be submitted to MERC | - | 0 | 0 | 0 | 0 | 0 | 0 |  |  | 0 | 0
1.4 | Supply ,erection of the modification of existing coal bunker and commissioning of bunker chute assembly with vibrating motor to avoid bunker mouth coal choke up | (ii) Yet to be submitted to MERC | - | 0 | 0 | 0 | 0 | 0 | 0 |  |  | 0 | 0
1.5 | Procurement of S S Tubes for Condenser. | (ii) Yet to be submitted to MERC | - | 0 | 0 | 0 | 0 | 0 | 0 |  |  | 0 | 0
1.6 | Complete replacement of ducting system from Economizer inlet to ESP outlet for Unit-6 | (ii) Yet to be submitted to MERC | - | 0 | 0 | 0 | 0 | 0 | 0 |  |  | 0 | 0
1.7 | Procurement of Economiser coil at Unit-6,KTPS,Koradi | (ii) Yet to be submitted to MERC | - | 0 | 0 | 0 | 0 | 0 | 0 |  |  | 0 | 0
1.8 | Complete replacement of Collecting Plates and Emitting Electodes of ESP of Unit-6 | (ii) Yet to be submitted to MERC | - | 0 | 0 | 0 | 0 | 0 | 0 |  |  | 0 | 0
1.9 | Procurement of 2 nos. higher capacity and energy efficient complete G S pump along with motor. | (ii) Yet to be submitted to MERC | - | 0 | 0 | 0 | 0 | 0 | 0 |  |  | 0 | 0
1.1 | Procurement of Coal mill XRP-803 body with complete assymbly at BM-II,210MW,Unit-6, KTPS,Koradi. | (ii) Yet to be submitted to MERC | - | 0 | 0 | 0 | 0 | 0 | 0 |  |  | 0 | 0
1.11 | Procurement of ID fan complete rotor assembly for Unit-6 | (ii) Yet to be submitted to MERC | - | 0 | 0 | 0 | 0 | 0 | 0 |  |  | 0 | 0
1.12 | Procurement of VT pump for ETP RWP | (ii) Yet to be submitted to MERC | - | 0 | 0 | 0 | 0 | 0 | 0 |  |  | 0 | 0
1.13 | Procurement of Air Preheater Basket for Unit No. 6(228 MW) at KTPS , Koradi. | (ii) Yet to be submitted to MERC | - | 0 | 0 | 0 | 0 | 0 | 0 |  |  | 0 | 0
1.14 | Procurement of FD fan complete rotor assembly for Unit-6 | (ii) Yet to be submitted to MERC | - | 0 | 0 | 0 | 0 | 0 | 0 |  |  | 0 | 0
1.15 | Procurement of BFP Cartridge. | (ii) Yet to be submitted to MERC | - | 0 | 0 | 0 | 0 | 0 | 0 |  |  | 0 | 0
1.16 | Procurement of PA fan complete rotor assembly for Unit-6 | (ii) Yet to be submitted to MERC | - | 0 | 0 | 0 | 0 | 0 | 0 |  |  | 0 | 0
2 | Various Electrical & Instrumentation improvement & upgradation scheme of 210 MW, Unit 06, KTPS | (ii) Yet to be submitted to MERC | - | 0 | 0 | 0 | 0 | 0 | 0 |  |  | 0 | 0
2.1 | Upgradation of LT MCC Feeder above 90 KW by LT ACB for reliability enhancement | (ii) Yet to be submitted to MERC | - | 0 | 0 | 0 | 0 | 0 | 0 |  |  | 0 | 0
2.2 | Upgradation of LT breakers by new technology LT ACB for performance improvement | (ii) Yet to be submitted to MERC | - | 0 | 0 | 0 | 0 | 0 | 0 |  |  | 0 | 0
2.3 | Supply & retrofitting of 6.6 KV motor and 6.6 KV feeder protection with numerical relay & motor & feeder protection for station board. | (ii) Yet to be submitted to MERC | - | 0 | 0 | 0 | 0 | 0 | 0 |  |  | 0 | 0
2.4 | or statutory pollution requirementstack emmission | (ii) Yet to be submitted to MERC | - | 0 | 0 | 0 | 0 | 0 | 0 |  |  | 0 | 0
2.5 | Supply and installation of new VCB for Unit 6 board and outdoor area at 210MW, Koradi TPS | (ii) Yet to be submitted to MERC | - | 0 | 0 | 0 | 0 | 0 | 0 |  |  | 0 | 0
2.6 | DCS system regulates controls across entire plants, waiting too long to upgrade can lead to system abnormal behaviour. So it is required to upgrade our HMI DCS system. | (ii) Yet to be submitted to MERC | - | 0 | 0 | 0 | 0 | 0 | 0 |  |  | 0 | 0
2.7 | Supply, Erection & Commissioning of Distribution Panel of Colony at KTPS,Koradi. | (ii) Yet to be submitted to MERC | - | 0 | 0 | 0 | 0 | 0 | 0 |  |  | 0 | 0
2.8 | Supply, Erection, Testing and commissioning of High Mast Lighting System for Stadium at Koradi Cricket Ground, TYPE-VII Ground, Ground Near Hanuman Mandir under KTPS Colony, Koradi. | (ii) Yet to be submitted to MERC | - | 0 | 0 | 0 | 0 | 0 | 0 |  |  | 0 | 0
2.9 | Upgrading of stacker reclaimer with PLC panel by replacing existing relay logic panel. | (ii) Yet to be submitted to MERC | - | 0 | 0 | 0 | 0 | 0 | 0 |  |  | 0 | 0
2.1 | Provision, modification, retrofitting and revamping of lighting system at 210 MW, KTPS, Koradi. | (ii) Yet to be submitted to MERC | - | 0 | 0 | 0 | 0 | 0 | 0 |  |  | 0 | 0
2.11 | for smooth running of system ACNCS to be upgraded. | (ii) Yet to be submitted to MERC | - | 0 | 0 | 0 | 0 | 0 | 0 |  |  | 0 | 0
2.12 | Provision, modification and revamping of HT & LT CABLE laying system | (ii) Yet to be submitted to MERC | - | 0 | 0 | 0 | 0 | 0 | 0 |  |  | 0 | 0
2.13 | Replacement of meter cabinet of staff quarters buildings at KTPS,Koradi. | (ii) Yet to be submitted to MERC | - | 0 | 0 | 0 | 0 | 0 | 0 |  |  | 0 | 0
2.14 | Procurement of energy efficient H.T. motor for Impact Crusher and various L.T. motors for CHP 210MW. | (ii) Yet to be submitted to MERC | - | 0 | 0 | 0 | 0 | 0 | 0 |  |  | 0 | 0
2.15 | Procurement of enegy efficient LT motors for 210 MW,KTPS | (ii) Yet to be submitted to MERC | - | 0 | 0 | 0 | 0 | 0 | 0 |  |  | 0 | 0
2.16 | Procurement installation and comm of VFD for fire fighting pumps | (ii) Yet to be submitted to MERC | - | 0 | 0 | 0 | 0 | 0 | 0 |  |  | 0 | 0
2.17 | Procurement & installation single STOCK processor | (ii) Yet to be submitted to MERC | - | 0 | 0 | 0 | 0 | 0 | 0 |  |  | 0 | 0
2.18 | Refurbishment of existing MCC board of the Stacker reclaimer | (ii) Yet to be submitted to MERC | - | 0 | 0 | 0 | 0 | 0 | 0 |  |  | 0 | 0
2.19 | Supply, erection, commissioning of Energy monitoring system along with its software | (ii) Yet to be submitted to MERC | - | 0 | 0 | 0 | 0 | 0 | 0 |  |  | 0 | 0
2.2 | To upgrade existing installed effluent analyser with software & other hardware for remote calibration & direct data transmission. | (ii) Yet to be submitted to MERC | - | 0 | 0 | 0 | 0 | 0 | 0 |  |  | 0 | 0
2.21 | Various Electrical & Instrumentation improvement & upgradation scheme of 210 MW, Unit 06, KTPS | (ii) Yet to be submitted to MERC | - | 0 | 0 | 0 | 0 | 0 | 0 |  |  | 0 | 0
2.22 | Procurement installation and comm of VFD for CEP and compressors | (ii) Yet to be submitted to MERC | - | 0 | 0 | 0 | 0 | 0 | 0 |  |  | 0 | 0
2.23 | Procurement & installation of power saving plates for 210 mW, KTPS, koradi | (ii) Yet to be submitted to MERC | - | 0 | 0 | 0 | 0 | 0 | 0 |  |  | 0 | 0
2.24 | Procurement & installation of insulation monitoring system for 210 mW, KTPS, koradi | (ii) Yet to be submitted to MERC | - | 0 | 0 | 0 | 0 | 0 | 0 |  |  | 0 | 0
2.25 | Drum level and FST level measurement through hydrastep. | (ii) Yet to be submitted to MERC | - | 0 | 0 | 0 | 0 | 0 | 0 |  |  | 0 | 0
2.26 | Renovation of CCTV system at Augumentation plant CHP 210MW | (ii) Yet to be submitted to MERC | - | 0 | 0 | 0 | 0 | 0 | 0 |  |  | 0 | 0
2.27 | upgradation of various LT boards at unit no. 6, 210 MW | (ii) Yet to be submitted to MERC | - | 0 | 0 | 0 | 0 | 0 | 0 |  |  | 0 | 0
3 | Various Coal Handling plant performance improvement scheme of 210 MW, Unit 06, KTPS | (ii) Yet to be submitted to MERC | - | 0 | 0 | 0 | 0 | 0 | 0 |  |  | 0 | 0
3.1 | CHP IMPROVEMENT OF WAGON UNLOADING TO BUNKERING SYSTEM OF AUGMENTATION PLANT,210MW | (ii) Yet to be submitted to MERC | - | 0 | 0 | 0 | 0 | 0 | 0 |  |  | 0 | 0
3.2 | CHP IMPROVEMENT OF STACKING & RECLAIMING SYSTEM INCLUDING STACKER RECLAIMER MACHINE OF AUGMENTATION PLANT,210MW | (ii) Yet to be submitted to MERC | - | 0 | 0 | 0 | 0 | 0 | 0 |  |  | 0 | 0
3.3 | CHP IMPROVEMENT OF STACKING & RECLAIMING SYSTEM INCLUDING STACKER RECLAIMER MACHINE OF AUGMENTATION PLANT,210MW | (ii) Yet to be submitted to MERC | - | 0 | 0 | 0 | 0 | 0 | 0 |  |  | 0 | 0
3.4 | CHP IMPROVEMENT OF STACKING & RECLAIMING SYSTEM INCLUDING STACKER RECLAIMER MACHINE OF AUGMENTATION PLANT,210MW | (ii) Yet to be submitted to MERC | - | 0 | 0 | 0 | 0 | 0 | 0 |  |  | 0 | 0
3.5 | CHP IMPROVEMENT OF STACKING & RECLAIMING SYSTEM INCLUDING STACKER RECLAIMER MACHINE OF AUGMENTATION PLANT,210MW | (ii) Yet to be submitted to MERC | - | 0 | 0 | 0 | 0 | 0 | 0 |  |  | 0 | 0
3.6 | Devloping infrastructure for raw coal ground unloading | (ii) Yet to be submitted to MERC | - | 0 | 0 | 0 | 0 | 0 | 0 |  |  | 0 | 0
4 | Procurement and replacement of entire GS/DM pipings in phase manner | 0 | - | 0 | 0 | 0 | 0 | 0 | 0 |  |  | 0 | 0
5 | Providing New water supply scheme to colony at KTPS, Koradi | 0 | - | 0 | 0 | 0 | 0 | 0 | 0 |  |  | 0 | 0
0 | B) Non-DPR Schemes | 0 | - | 0 | 0 | 0 | 0 | 0 | 0 |  |  | 0 | 0
1 | ABC Powder type DCP Composite Fire Extinguisher | 0 | - | 0 | 0 | 0 | 0 | 1.9778 | 1.9778 |  |  | 1.9778 | 0
2 | Procurment of Complete Air heater Baskets Of Unit-6 210 MW | 0 | - | 0 | 0 | 0 | 0 | 0 | 0 |  |  | 0 | 0
3 | Procurement of Complete Rotor Assembly with Rotor Blades and Actuating Rod Assembly for PA Fan Type AP2 17/12 for Unit-6, 210MW, KTPS, Koradi | 0 | - | 0 | 0 | 0 | 0 | 0 | 0 |  |  | 0 | 0
4 | Upgradation Of Dcs System Eas,Bu & Historian Server For Unit 6 210mw, Ktps Koradi | 0 | - | 0 | 0 | 0 | 0 | 0 | 0 |  |  | 0 | 0
5 | Work of the retrofitting/refurbishment of H2 compressor along with supply of recommended spares for Hydrogen Generation Plant at KTPS, Koradi, 210 MW.” | 0 | - | 0 | 0 | 0 | 0 | 0 | 0 |  |  | 0 | 0
6 | Design, Engineering, Supply and Installation of Energy Efficient Lighting System at various areas of 210 MW, Koradi TPS. | 0 | - | 0 | 0 | 0 | 0 | 0 | 0 |  |  | 0 | 0
7 | Providing and laying bituminous macadam surface to various roads and widening of roads, at KTPS colony, Koradi. | 0 | - | 0 | 0 | 0 | 0 | 0 | 0 |  |  | 0 | 0
8 | 3-E-Procurement of CW pump modified impeller for Unit 6, KTPS, Koradi. | 0 | - | 0 | 0 | 0 | 0 | 0 | 0 |  |  | 0 | 0
9 | 3-C-Procurement of Edwards make vacuum pump along with motor and spares for Unit 6, KTPS, Koradi, 210 MW | 0 | - | 0 | 0 | 0 | 0 | 0 | 0 |  |  | 0 | 0
10 | Procurment of Complete Haudraulic Fluid Coupling | 0 | - | 0 | 0 | 0 | 0 | 0 | 0 |  |  | 0 | 0
11 | Upgradation Of Turbovisary Instrument | 0 | - | 0 | 0 | 0 | 0 | 0 | 0 |  |  | 0 | 0
12 | Supply, Installation, Testing and Commissioning for complete solution and comprehensive protection and monitoring package along with retrofit of allied accessories for Generator Transformer and station transformers for 1 X 228 MW, Unit # 6, KTPS, Koradi | 0 | - | 0 | 0 | 0 | 0 | 0 | 0 |  |  | 0 | 0
13 | Up grading of MCC motor feeder Trolleys of various ratings with the installation of LT Air Circuit Breakers at 210 MW, Koradi TPS | 0 | - | 0 | 0 | 0 | 0 | 0 | 0 |  |  | 0 | 0
14 | Supply, erection, commissioning of Energy monitoring system along with its software | 0 | - | 0 | 0 | 0 | 0 | 0 | 0 |  |  | 0 | 0
15 | Design,erection & commissining of interconnecting short conveyor at chp 210 mw. | 0 | - | 0 | 0 | 0 | 0 | 0 | 0 |  |  | 0 | 0
16 | Supply & retrofitting, commissioning and testing of numerical motor protection, feeder protection and under voltage relays of 6.6 KV HT Station board at U#06,210MW ,KTPS ,koradi | 0 | - | 0 | 0 | 0 | 0 | 0 | 0 |  |  | 0 | 0
17 | Proc. of complete journal assembly with grinding roll for Coal millXRP-803 for U6,210MW | 0 | - | 0 | 0 | 0 | 0 | 0 | 0 |  |  | 0 | 0
18 | Modification & Restoration of APH outlet to ESP inlet flue gas ducts & allied work in U6,210MW,Koradi TPS | 0 | - | 0 | 0 | 0 | 0 | 0 | 0 |  |  | 0 | 0
19 | Construction of Rigid pavement along with RCC DRAIN at 210MW | 0 | - | 0 | 0 | 0 | 0 | 0 | 0 |  |  | 0 | 0
20 | Supply and replacement of recommended spares for Hydrogen Generation Plant at KTPS, Koradi, 210 MW.” | 0 | - | 0 | 0 | 0 | 0 | 0 | 0 |  |  | 0 | 0
0 | SCHEME OF HMI UPGRADATION OF VALMET DNA (METSO) DCS SYSTEM ALONG WITH COMPLETE NETWORKING ARCHITECTURE. | 0 | - | 0 | 0 | 0 | 0 | 0 | 0 |  |  | 0 | 0
0 | Procurement of OEM Gearboxes of important auxiliaries in CHP 210 MW. | 0 | - | 0 | 0 | 0 | 0 | 0 | 0 |  |  | 0 | 0
0 | REVAMPING OF E-POINT GROUND HOPPERS COAL FEEDING SYSTEM & ITS FEEDERS AT CHP 210 MW, KTPS, Koradi. | 0 | - | 0 | 0 | 0 | 0 | 0 | 0 |  |  | 0 | 0
0 | Design,supply, installation and commissioning of high performance energy chain system for bunker tripper trollies at CHP EM 210MW. | 0 | - | 0 | 0 | 0 | 0 | 0 | 0 |  |  | 0 | 0
0 | Design,supply, installation and commissioning of high performance energy chain system forstacker reclaimer at CHP EM 210MW. | 0 | - | 0 | 0 | 0 | 0 | 0 | 0 |  |  | 0 | 0
0 | Supply and installation of battery chargers at CHP EM 210MW. | 0 | - | 0 | 0 | 0 | 0 | 0 | 0 |  |  | 0 | 0
0 | Supply and installation of PLC at Wagon Tippler 4 at CHP EM 210MW. | 0 | - | 0 | 0 | 0 | 0 | 0 | 0 |  |  | 0 | 0
0 | Upgradation of existing manual desk of CHP 210MW by PLC based automated operation for efficient operation of auxillaries at CHP control room at CHP EM 210MW. | 0 | - | 0 | 0 | 0 | 0 | 0 | 0 |  |  | 0 | 0
0 | GENERAL ASSET | 0 | - | 0 | 0 | 0 | 0 | 0 | 0 |  |  | 0 | 0
1 | Vehicles | 0 | - | 0 | 0.10556 | 0.10556 | 0 | 0 | 0 |  |  | 0 | 0
2 | GENERAL ASSET--AKRDFOGA01-OFFICE FURNITURE | N.A. | - | 0 | 0.21377 | 0.21377 | 0 | 0.079306 | 0.079306 |  |  | 0.079306 | 0
3 | GENERAL ASSET--AKRDFOGA02-COMPUTERS,PRINTER,SCANNER | N.A. | - | 0 | 3.0232 | 3.0232 | 0 | 0.32816 | 0 |  |  | 0 | 0.32816
4 | GENERAL ASSET--AKRDFOGA03-AC,WATER COOLER | N.A. | - | 0 | 0.04782 | 0.02922 | 0.0186 | 0.095314 | 0.08205 |  |  | 0.08205 | 0.031864
5 | GENERAL ASSET--AKRDFOGA04-AIR PURIFIER | N.A. | - | 0 | 0.0105 | 0 | 0.0105 | 0 | 0 |  |  | 0 | 0.0105
6 | GENERAL ASSET--OTHER GENERAL ASSET | 0 | - | 0 | 0.03773 | 0.03773 | 0 | 0.015051 | 0.028315 |  |  | 0.028315 | -0.013264
| Total |  |  |  | 737.8676 | 692.7221 | 45.1456 | 89.9696 | 2.0489 | 0 | 0 | 2.0489 | 133.0662
FY 2024-25
a) DPR Schemes
(i) Submitted to MERC
1 | EE R&M Koradi Unit 6 | MERC/CAPEX/20102011/00364 | 2010-05-24 | 486.07 | 0 | 0 | 0 | 0 | 0 |  |  | 0 | 0 | 0 | 0
1.1 | EE R&M Koradi Unit 6 | MERC/CAPEX/20102011/00364 | 2010-05-24 | 486.07 | 486.07 | 480.4726 | 5.5974 | 0 | 0 |  |  | 0 | 5.5974 | 0 | 0
2 | Boiler Reengineering for Koradi TPS of Unit 5 & 7 | MERC/CAPEX/20112012/00402 | 2011-05-16 | 273.14 | 0 | 0 | 0 | 0 | 0 |  |  | 0 | 0 | 0 | 0
2.1 | Boiler Reengineering for Koradi TPS of Unit 5 & 7 | MERC/CAPEX/20112012/00402 | 2011-05-16 | 273.14 | 0 | 0 | 0 | 0 | 0 |  |  | 0 | 0 | 0 | 0
3 | Turbine Auxiliary performance Improvements schemes at Koradi TPS (Unit 5 & 7) | MERC/TECH 1/CAPEX/20122013/2283 | 2013-01-09 | 15.88 | 0 | 0 | 0 | 0 | 0 |  |  | 0 | 0 | 0 | 0
3.1 | Procurement of modified upgraded boiler feed pump (Type -200KHI/S) having energy efficient cartridge for unit 5 & 7 , KTPS. | MERC/TECH 1/CAPEX/20122013/2283 | 2013-01-09 | 14.245 | 9.41 | 9.41 | 0 | 0 | 0 |  |  | 0 | 0 | 0 | 0
3.2 | Steam path audit of Unit no,5 & 7 | MERC/TECH 1/CAPEX/20122013/2283 | 2013-01-09 | 0.45 | 0 | 0 | 0 | 0 | 0 |  |  | 0 | 0 | 0 | 0
0 | IDC | MERC/TECH 1/CAPEX/20122013/2283 | 2013-01-09 | 1.185 | 0 | 0 | 0 | 0 | 0 |  |  | 0 | 0 | 0 | 0
4 | Improvement in performance monitoring of different areas | MERC/TECH 1/CAPEX/20122013/02326 | 2013-01-11 | 18.3101 | 0 | 0 | 0 | 0 | 0 |  |  | 0 | 0 | 0 | 0
4.1 | Installation & Commissioning of “CCTV for boiler flame monitoring” In Unit no.5 & 6 at KTPS | MERC/TECH 1/CAPEX/20122013/02326 | 2013-01-11 | 0.349 | 0 | 0 | 0 | 0 | 0 |  |  | 0 | 0 | 0 | 0
4.2 | Implementation of ‘‘ Digital Control System along with online vibrations monitoring of HT auxiliaries, online turbine vibrations & Flame scanner system” for 210 MW- unit 7, KTPS | MERC/TECH 1/CAPEX/20122013/02326 | 2013-01-11 | 9.0079 | 0 | 0 | 0 | 0 | 0 |  |  | 0 | 0 | 0 | 0
4.3 | Supply, Installation & commissioning of ``Flame Scanner Analyzer ’’ in unit 5 of 200 MW unit KTPS | MERC/TECH 1/CAPEX/20122013/02326 | 2013-01-11 | 0.315 | 0 | 0 | 0 | 0 | 0 |  |  | 0 | 0 | 0 | 0
4.4 | Supply, erection & commissioning of ``Mass Flow meter for F.O. at units 5, & 7 of 210 MW at KTPS | MERC/TECH 1/CAPEX/20122013/02326 | 2013-01-11 | 0.338 | 0.21 | 0.21 | 0 | 0 | 0 |  |  | 0 | 0 | 0 | 0
4.5 | Supply, installation & commissioning of ``Online Vibration Monitoring for HT auxiliary”, for 200 MW- unit 5, KTPS | MERC/TECH 1/CAPEX/20122013/02326 | 2013-01-11 | 0.898 | 0 | 0 | 0 | 0 | 0 |  |  | 0 | 0 | 0 | 0
4.6 | Supply, Erection & commissioning of ``Radar type Level Transmitter” for coal bunker in unit no 5, 6 & 7 for (210 MW) at KTPS | MERC/TECH 1/CAPEX/20122013/02326 | 2013-01-11 | 0.66833 | 0 | 0 | 0 | 0 | 0 |  |  | 0 | 0 | 0 | 0
4.7 | Supply, Installation & commissioning of up gradation of ``Turbovisory system’’ in unit 5 of 200 MW unit KTPS | MERC/TECH 1/CAPEX/20122013/02326 | 2013-01-11 | 0.558 | 0 | 0 | 0 | 0 | 0 |  |  | 0 | 0 | 0 | 0
4.8 | Supply, Installation & commissioning of Hermetically sealed Transformer Sets at ESP of unit 7 at KTPS | MERC/TECH 1/CAPEX/20122013/02326 | 2013-01-11 | 0.875 | 0 | 0 | 0 | 0 | 0 |  |  | 0 | 0 | 0 | 0
4.9 | Supply, installation & commissioning of ‘‘ Smart Energy Management System ’’ in unit 5, 6 & 7, KTPS | MERC/TECH 1/CAPEX/20122013/02326 | 2013-01-11 | 0.5517 | 0 | 0 | 0 | 0 | 0 |  |  | 0 | 0 | 0 | 0
4.10 | Installation of 2 nos. of “Continuous Ambient Air Quality Monitoring Station at KTPS | MERC/TECH 1/CAPEX/20122013/02326 | 2013-01-11 | 2.0364 | 0 | 0 | 0 | 0 | 0 |  |  | 0 | 0 | 0 | 0
4.11 | Procurement of proximate analyzers (2 nos.) for proximate analysis of coal | MERC/TECH 1/CAPEX/20122013/02326 | 2013-01-11 | 0.6902 | 0.45 | 0.45 | 0 | 0 | 0 |  |  | 0 | 0 | 0 | 0
4.12 | Procurement of Ultimate Analyzer (1 No.):- | MERC/TECH 1/CAPEX/20122013/02326 | 2013-01-11 | 0.53257 | 0 | 0 | 0 | 0 | 0 |  |  | 0 | 0 | 0 | 0
0 | IDC | MERC/TECH 1/CAPEX/20122013/02326 | 2013-01-11 | 1.49 | 0 | 0 | 0 | 0 | 0 |  |  | 0 | 0 | 0 | 0
5 | Restoration of Pond No.3 by desilting and providing peripheral earthen bund with desilted soil and other related appratant works of Nallah training, approach road, C.D. Works, pipe culverts etc at Koradi TPS | MERC/CAPEX/20152016/00447 | 2016-08-08 | 56.2228 | 0 | 0 | 0 | 0 | 0 |  |  | 0 | 0 | 0 | 0
5.1 | Desilting and Restoration of Pond No.3. a) Providing earthen bund of 10 Mtr top width by utilizing desilted soil. b) Providing walkway of 12-15 Mtr width inside of main bund by utilizing desilted soil. | MERC/CAPEX/20152016/00447 | 2016-08-08 | 15.4481 | 30.8868 | 30.8186 | 0.068217 | 0 | 0 |  |  | 0 | 0.068217 | 0 | 0
5.2 | C.D. Works across feeder storm drain to Pond No.3. | MERC/CAPEX/20152016/00447 | 2016-08-08 | 2.6032 | 4.8498 | 4.1182 | 0.7316 | 0 | 0 |  |  | 0 | 0.7316 | 0 | 0
5.3 | Construction of RCC Box for carrying 40% Hot Water and road over it to Pond No.3. | MERC/CAPEX/20152016/00447 | 2016-08-08 | 5.7752 | 0.76228 | 0.42008 | 0.3422 | 0 | 0 |  |  | 0 | 0.3422 | 0 | 0
5.4 | Improvement of Hot Water Canal cum natural stream from Pond No.2 to Pond No.3. | MERC/CAPEX/20152016/00447 | 2016-08-08 | 4.4571 | 5.0976 | 5.074 | 0.0236 | 0 | 0 |  |  | 0 | 0.0236 | 0 | 0
5.5 | Sewage Treatment Plant (S.T.P.) proposed on Feeder Nallahs at entry point of Pond No.3. | MERC/CAPEX/20152016/00447 | 2016-08-08 | 3.8 | 0 | 0 | 0 | 0 | 0 |  |  | 0 | 0 | 0 | 0
5.6 | Mechanized de-weeding and desilting by dredging of Pond No.3 at Koradi. | MERC/CAPEX/20152016/00447 | 2016-08-08 | 13.6905 | 9.4754 | 9.4754 | 0 | 0 | 0 |  |  | 0 | 0 | 0 | 0
5.7 | Construction of Bridge and road between Irrigation and Koradi TPS Canal at Koradi. | MERC/CAPEX/20152016/00447 | 2016-08-08 | 1.4808 | 2.655 | 2.478 | 0.177 | 0 | 0 |  |  | 0 | 0.177 | 0 | 0
5.8 | Construction of Bridge cum Bandhara on spill channel of Pond No. 3 at Koradi. | MERC/CAPEX/20152016/00447 | 2016-08-08 | 3.5879 | 6.2068 | 6.2068 | 0 | 0 | 0 |  |  | 0 | 0 | 0 | 0
0 | IDC | MERC/CAPEX/20152016/00447 | 2016-08-08 | 5.38 | 0 | 0 | 0 | 0 | 0 |  |  | 0 | 0 | 0 | 0
6 | Supply, Installation & Commissioning of different schemes for MPCB & station requirement at KTPS, Koradi | MERC/CAPEX/20172018/4593 | 2017-11-06 | 11.1434 | 0 | 0 | 0 | 0 | 0 |  |  | 0 | 0 | 0 | 0
6.1 | Procurement of 2 nos. Sky Climber | MERC/CAPEX/20172018/4593 | 2017-11-06 | 0.9258 | 1.028 | 1.028 | 0 | 0 | 0 |  |  | 0 | 0 | 0 | 0
6.2 | Adaptation of Ozonisation tech. for disinfection of Sewage water | MERC/CAPEX/20172018/4593 | 2017-11-06 | 0.4321 | 0.51617 | 0.51617 | 0 | 0 | 0 |  |  | 0 | 0 | 0 | 0
6.3 | Supply, installation, erection & commissioning of various online flow meters | MERC/CAPEX/20172018/4593 | 2017-11-06 | 0.9251 | 0.7234 | 0 | 0.7234 | 0 | 0.72 |  |  | 0.72 | 0.0034038 | 0.72 | 0
6.4 | Installation of on-line Gas Analyzer in unit no. 6 & 7 | MERC/CAPEX/20172018/4593 | 2017-11-06 | 0.8662 | 0.34692 | 0.34692 | 0 | 0 | 0 |  |  | 0 | 0 | 0 | 0
6.5 | LTSH coil for Unit no.7 | MERC/CAPEX/20172018/4593 | 2017-11-06 | 6 | 0 | 0 | 0 | 0 | 0 |  |  | 0 | 0 | 0 | 0
6.6 | Procurement of Gear Box | MERC/CAPEX/20172018/4593 | 2017-11-06 | 0.86417 | 0.86417 | 0.86417 | 0 | 0 | 0 |  |  | 0 | 0 | 0 | 0
6.7 | Procurement of BEML Dozer BD 155 Engine & PTO assembly | MERC/CAPEX/20172018/4593 | 2017-11-06 | 0.44 | 0.58579 | 0.58579 | 0 | 0 | 0 |  |  | 0 | 0 | 0 | 0
0 | IDC | MERC/CAPEX/20172018/4593 | 2017-11-06 | 0.69 | 0 | 0 | 0 | 0 | 0 |  |  | 0 | 0 | 0 | 0
7 | CTR Work (Complete Track Renewal)/ Renovation for existing broad guage railway siding for Koradi TPS. | MERC/CAPEX/20172018/4266 | 2017-09-28 | 13.529 | 0 | 0 | 0 | 0 | 0 |  |  | 0 | 0 | 0 | 0
7.1 | CRT Work (Complete Track Renewal)/ Renovation for existing broad guage railway siding for Koradi TPS. | MERC/CAPEX/20172018/4266 | 2017-09-28 | 13.529 | 0 | 0 | 0 | 17.98 | 17.98 |  |  | 17.98 | 0 | 13.529 | 4.451
8 | Work of construction of WBM Road & drain on filling hot water canal from Pond No. 2 to Pond No. 3 and construction of bridge cum weir on Pond No. 3 parallel to National Highway at Koradi TPS | MERC/CAPEX/20172018/4569 | 2017-11-07 | 12.2831 | 0 | 0 | 0 | 0 | 0 |  |  | 0 | 0 | 0 | 0
8.1 | Construction of WBM road and drain on filling of hot water canal from Pond No.2 to Pond No.3. | MERC/CAPEX/20172018/4569 | 2017-11-07 | 8.5206 | 11.55 | 11.9303 | -0.38034 | 0 | 0 |  |  | 0 | -0.38034 | 0 | 0
8.2 | Construction of bridge cum weir on Pond No.3 parallel to National Highway. | MERC/CAPEX/20172018/4569 | 2017-11-07 | 3.7625 | 3.54 | 3.54 | 0 | 0 | 0 |  |  | 0 | 0 | 0 | 0
10 | Conservation of Koradi Lake, Nagpur under the National Plan for conservation of Aquatic Eco System (NPCA) | MERC/CAPEX/20182019/1256 | 2018-10-01 | 17.48 | 0 | 0 | 0 | 0 | 0 |  |  | 0 | 0 | 0 | 0
10.1 | Conservation of Koradi Lake, Nagpur under the National Plan for conservation of Aquatic Eco System (NPCA) | MERC/CAPEX/20182019/1256 | 2018-10-01 | 17.48 | 17.48 | 0 | 17.48 | 0 | 11.55 |  |  | 11.55 | 5.93 | 11.55 | 0
11 | Providing & Construction of various public amenities in the rehabilitated villages of Koradi & Khasara at Koradi TPS | MERC/CAPEX/20182019/0946 | 2018-06-29 | 13.1 | 0 | 0 | 0 | 0 | 0 |  |  | 0 | 0 | 0 | 0
11.1 | Implementation of water supply scheme (W.S.S.) in rehabilitated villages. | MERC/CAPEX/20182019/0946 | 2018-06-29 | 0.79851 | 0.8614 | 0.5192 | 0.3422 | 0 | 0 |  |  | 0 | 0.3422 | 0 | 0
11.2 | Construction of Grampanchayat office building (Additional floor) | MERC/CAPEX/20182019/0946 | 2018-06-29 | 0.24218 | 0.2242 | 0.2242 | 0 | 0 | 0 |  |  | 0 | 0 | 0 | 0
11.3 | Asphalting of Main road and other internal roads in rehabilitated villages. | MERC/CAPEX/20182019/0946 | 2018-06-29 | 4.3519 | 4.71 | 4.71 | 0 | 0 | 0 |  |  | 0 | 0 | 0 | 0
11.4 | Development & construction of Bazar otta in rehabilitated village in Nanda. | MERC/CAPEX/20182019/0946 | 2018-06-29 | 0.50271 | 0.4838 | 0.4838 | 0 | 0 | 0 |  |  | 0 | 0 | 0 | 0
11.5 | Other works as per the directives of Energy Deptt. GoM | MERC/CAPEX/20182019/0946 | 2018-06-29 | 4.657 | 4.465 | 4 | 0.465 | 0 | 0 |  |  | 0 | 0.465 | 0 | 0
11.6 | Asphalting of Main road and other internal roads in rehabilitated villages at Khasara. | MERC/CAPEX/20182019/0946 | 2018-06-29 | 1.4326 | 1.4396 | 1.416 | 0.0236 | 0 | 0 |  |  | 0 | 0.0236 | 0 | 0
11.7 | Construction of Dome structure for Buddha Vihar at Khasara. | MERC/CAPEX/20182019/0946 | 2018-06-29 | 0.1867 | 0.177 | 0.059 | 0.118 | 0 | 0 |  |  | 0 | 0.118 | 0 | 0
11.8 | Construction of compound wall around open premises of Buddha Vihar at Khasara | MERC/CAPEX/20182019/0946 | 2018-06-29 | 0.41622 | 0.354 | 0.354 | 0 | 0 | 0 |  |  | 0 | 0 | 0 | 0
11.9 | a) Construction of toilets block of Khasara school building Rs. 19,15,081.40 b) Development of ground of school Building Khasara Rs. 12,06,026.50 c) Street light on internal roads Rs. 20,00,000.00 at Khasara (L.S. Provision) | MERC/CAPEX/20182019/0946 | 2018-06-29 | 0.51211 | 0.2242 | 0.2242 | 0 | 0 | 0 |  |  | 0 | 0 | 0 | 0
12 | Various DPR Schemes for Providing green belt around Pond No.3, construction of weir & reclaiming natural stream from Pond No. 3 to Kolar River on d/s side of Pond No.3 and deepening of West side of Pond No.3 at Koradi TPS | MERC/CAPEX/20182019/1241 | 2018-09-20 | 28.557 | 0 | 0 | 0 | 0 | 0 |  |  | 0 | 0 | 0 | 0
12.1 | Work of reducing the evaporation losses by protecting Pond No. 3 with green belt | MERC/CAPEX/20182019/1241 | 2018-09-20 | 5.1837 | 0 | 0 | 0 | 0 | 0 |  |  | 0 | 0 | 0 | 0
12.2 | Deepening of West side of Pond No.3 at Koradi | MERC/CAPEX/20182019/1241 | 2018-09-20 | 18.2976 | 11.24 | 11.24 | 0 | 0 | 0 |  |  | 0 | 0 | 0 | 0
12.3 | Construction of Weir on d/s side of Pond No.3 and reclaiming of natural stream / nallah from Pond No.3 to Kolar river | MERC/CAPEX/20182019/1241 | 2018-09-20 | 3.2735 | 0.03 | 0 | 0.03 | 0 | 0 |  |  | 0 | 0.03 | 0 | 0
0 | IDC | MERC/CAPEX/20182019/1241 | 2018-09-20 | 1.8021 | 0 | 0 | 0 | 0 | 0 |  |  | 0 | 0 | 0 | 0
13 | Refurbishment of Coal Handling Plant at Koradi TPS | MERC/CAPEX/2019-20/0130 | 2019-05-08 | 27.41 | 0 | 0 | 0 | 0 | 0 |  |  | 0 | 0 | 0 | 0
13.1 | Old CHP (WT-2 & WT-3) Refurbishment (R&M) at 2 x 210 MW Units ofKoradi Thermal Power Station. | MERC/CAPEX/2019-20/0130 | 2019-05-08 | 19.24 | 22.36 | 18.8206 | 3.5394 | 0 | 0 |  |  | 0 | 3.5394 | 0 | 0
13.2 | Old Reclaiming System’s Refurbishment (R&M) at 2 x 210 MW Units Koradi Thermal Power Station. | MERC/CAPEX/2019-20/0130 | 2019-05-08 | 2.72 | 2.72 | 2.5969 | 0.12311 | 0 | 0 |  |  | 0 | 0.12311 | 0 | 0
13.3 | Junction Tower’s Refurbishment (R&M) of 2 x 210 MW Units of Koradi Thermal Power Station. | MERC/CAPEX/2019-20/0130 | 2019-05-08 | 3.27 | 3.27 | 2.8736 | 0.3964 | 0 | 0 |  |  | 0 | 0.3964 | 0 | 0
0 | IDC | MERC/CAPEX/2019-20/0130 | 2019-05-08 | 2.18 | 0 | 0 | 0 | 0 | 0 |  |  | 0 | 0 | 0 | 0
14 | Various DPR Schemes for Work of strengthening and asphalting on the peripheral earthen embankment of Pond No.3 and part portion of inspection road (Navegaon to Rohana) of Pench intake pipeline from Pench to Pond No. 3 at Koradi | MERC/CAPEX/20182019/021 | 2019-01-19 | 25.1364 | 0 | 0 | 0 | 0 | 0 |  |  | 0 | 0 | 0 | 0
14.1 | Work of strengthening and asphalting on the peripheral earthen embankment of Pond No.3 at Koradi. | MERC/CAPEX/20182019/021 | 2019-01-19 | 11.2959 | 11.3 | 9.79 | 1.51 | 0 | 0 |  |  | 0 | 1.51 | 0 | 0
14.2 | Work of strengthening and asphalting of part portion of inspection road (Navegaon to Rohana) of Pench intake pipeline from Pench to Pond No.3 at Koradi. | MERC/CAPEX/20182019/021 | 2019-01-19 | 13.8405 | 14.3724 | 14.2999 | 0.072514 | 0 | 0 |  |  | 0 | 0.072514 | 0 | 0
0 | IDC | MERC/CAPEX/20182019/021 | 2019-01-19 | 0 | 0 | 0 | 0 | 0 | 0 |  |  | 0 | 0 | 0 | 0
15 | Various Electrical schemes at Unit 6 & 7 and outdoor area for system up-gradation at 210MW Koradi TPS | MERC/CAPEX/2019-2020/735 | 2019-09-16 | 13.2685 | 0 | 0 | 0 | 0 | 0 |  |  | 0 | 0 | 0 | 0
15.1 | Procurement & Replacement of 2250 AH & 220V station battery set and battery charger for U-6 at Koradi TPS 210MW along-with suitable Battery charger. (Including Taxes.) | MERC/CAPEX/2019-2020/735 | 2019-09-16 | 2.95 | 2.87 | 2.87 | 0 | 0 | 0 |  |  | 0 | 0 | 0 | 0
15.2 | Retrofitting of existing VCB to U#7 HT Board, Station area & Outdoor area | MERC/CAPEX/2019-2020/735 | 2019-09-16 | 8.2423 | 0 | 0 | 0 | 0 | 0 |  |  | 0 | 0 | 0 | 0
15.3 | Supply & retrofitting of GT, UAT, 6.6 KV Motor and 6.6 KV feeder protection with numerical relay & for motor & feeder protection for Unit-7. | MERC/CAPEX/2019-2020/735 | 2019-09-16 | 1.0962 | 0 | 0 | 0 | 0 | 0 |  |  | 0 | 0 | 0 | 0
0 | IDC | MERC/CAPEX/2019-2020/735 | 2019-09-16 | 0.98 | 0 | 0 | 0 | 0 | 0 |  |  | 0 | 0 | 0 | 0
16 | Decommissioning & Up-gradation of existing DCS at U#5 with Re-commissioning of the same at U#7 & Procurement of rotating assembly for GS Water Pump at Koradi TPS-210 MW at Koradi TPS | MERC/CAPEX/2019-2020/WFH/SBR/11 | 2020-06-08 | 11.23 | 0 | 0 | 0 | 0 | 0 |  |  | 0 | 0 | 0 | 0
16.1 | Decommissioning & Shifting of M/s ABB make DCS system at KTPS Unit # 5 & Re-commissioning with Up gradation to Symphony Plus at KTPS Unit #7, 210MW Koradi. | MERC/CAPEX/2019-2020/WFH/SBR/11 | 2020-06-08 | 8.97 | 0 | 0 | 0 | 0 | 0 |  |  | 0 | 0 | 0 | 0
16.2 | Supply, erection & commissioning of rotating assembly for general service water pumps at 210 MW, KTPS, Koradi. | MERC/CAPEX/2019-2020/WFH/SBR/11 | 2020-06-08 | 1.9 | 0 | 0 | 0 | 0 | 0 |  |  | 0 | 0 | 0 | 0
0 | IDC | MERC/CAPEX/2019-2020/WFH/SBR/11 | 2020-06-08 | 0.36 | 0 | 0 | 0 | 0 | 0 |  |  | 0 | 0 | 0 | 0
17 | Flue Gas Desulphurization (FGD) System at 10 Nos. of 210 MW Units at Chandrapur, Koradi, Khaperkheda & Nasik TPS | MERC/CAPEX/2021-2022/MSPGCL/097 | 2022-03-14 | 69.43 | 0 | 0 | 0 | 0 | 0 |  |  | 0 | 0 | 0 | 0
17.1 | Flue Gas Desulphurization (FGD) System at Unit #6 Koradi TPS | MERC/CAPEX/2021-2022/MSPGCL/097 | 2022-03-14 | 66.55 | 98.04 | 0 | 98.04 | 0 | 96.25 |  |  | 96.25 | 1.79 | 66.55 | 29.7
0 | IDC | MERC/CAPEX/2021-2022/MSPGCL/097 | 2022-03-14 | 2.88 | 2.88 | 0 | 2.88 | 0 | 0 |  |  | 0 | 2.88 | 0 | 0
HO DPR 2 | Ash Augmentation System at Nasik & Koradi Thermal Power Station | MERC/CAP/DPR/10/08/537 | 2008-03-04 | 26.99 | 0 | 0 | 0 | 0 | 0 |  |  | 0 | 0 | 0 | 0
HO DPR 2.2 | Ash Augmentation System at Koradi Thermal Power Station | MERC/CAP/DPR/10/08/537 | 2008-03-04 | 26.99 | 24.14 | 24.14 | 0 | 0 | 0 |  |  | 0 | 0 | 0 | 0
0 | IDC | MERC/CAP/DPR/10/08/537 | 2008-03-04 | 0 | 0 | 0 | 0 | 0 | 0 |  |  | 0 | 0 | 0 | 0
HO DPR 5 | Procurement of energy efficient HT motors at Bhusawal TPS, Koradi TPS, Chandrapur TPS, khaperkheda TPS, Parli TPS & Paras TPS as insurance spares | MERC/TECH 1/CAPEX/20142015/01218 | 2014-11-25 | 2.22 | 0 | 0 | 0 | 0 | 0 |  |  | 0 | 0 | 0 | 0
HO DPR 5.6 | Koradi: Procurement & Commissioning of Energy efficient HT motors (Coal Mill & PA fan) for Unit-7at KTPS | MERC/TECH 1/CAPEX/20142015/01218 | 2014-11-25 | 2.22 | 0.14 | 0.14 | 0 | 0 | 0 |  |  | 0 | 0 | 0 | 0
HO DPR 7 | Installation of Real Time Online Coal-Ash Analyzer at various TPS | MERC/CAPEX/20162017/00774 | 2016-09-30 | 4.0552 | 0 | 0 | 0 | 0 | 0 |  |  | 0 | 0 | 0 | 0
HO DPR 7.2 | Koradi TPS | MERC/CAPEX/20162017/00774 | 2016-09-30 | 4.0552 | 0 | 0 | 0 | 0 | 0 |  |  | 0 | 0 | 0 | 0
HO DPR 8 | Replacement of Fire Tenders at Various Power Stations of Mahagenco | MERC/CAPEX/20172018/4653 | 2017-11-13 | 2.7 | 0 | 0 | 0 | 0 | 0 |  |  | 0 | 0 | 0 | 0
HO DPR 8.1 | Advance Multipurpose Fire Tender for KTPS | MERC/CAPEX/20172018/4653 | 2017-11-13 | 1.45 | 1.7765 | 1.7765 | 0 | 0 | 0 |  |  | 0 | 0 | 0 | 0
HO DPR 8.2 | Normal Multipurpose Fire Tender for KTPS | MERC/CAPEX/20172018/4653 | 2017-11-13 | 1.25 | 2.18 | 2.18 | 0 | 0 | 0 |  |  | 0 | 0 | 0 | 0
0 | IDC | MERC/CAPEX/20172018/4653 | 2017-11-13 | 0 | 0 | 0 | 0 | 0 | 0 |  |  | 0 | 0 | 0 | 0
HO DPR-11 | Reuse of tertiary treated water for Koradi and Khaperkheda Thermal Power Plant from Bhandewadi STP | MERC/CAPEX/MSPGCL/2018-19/1156 | 2018-07-24 | 21.13 | 0 | 0 | 0 | 0 | 0 |  |  | 0 | 0 | 0 | 0
HO DPR 11.1 | Reuse of tertiary treated water for Koradi and Khaperkheda Thermal Power Plant from Bhandewadi STP | MERC/CAPEX/MSPGCL/2018-19/1156 | 2018-07-24 | 20.41 | 10.435 | 10.4338 | 0.0012486 | 0 | 0 |  |  | 0 | 0.0012486 | 0 | 0
0 | IDC | MERC/CAPEX/MSPGCL/2018-19/1156 | 2018-07-24 | 0.72 | 0 | 0 | 0 | 0 | 0 |  |  | 0 | 0 | 0 | 0
HO DPR-12 | Various DPR Schemes for The work of maintaining the zero discharge condition of Pond No. 2 & Pond No.3 and providing the facilities on peripheral area of Pond No.3 such as roads / bridges with lightening arrangement at Koradi TPS | MERC/CAPEX/2018-2019/1242 | 2018-09-22 | 15.7443 | 0 | 0 | 0 | 0 | 0 |  |  | 0 | 0 | 0 | 0
HO DPR 12.1 | The work of maintaining the zero discharge condition of Pond No.2 & Pond No.3 at KTPS Koradi | MERC/CAPEX/2018-2019/1242 | 2018-09-22 | 4.2068 | 0.30539 | 0.30539 | 0 | 0 | 0 |  |  | 0 | 0 | 0 | 0
HO DPR 12.2 | Providing the facilities on peripheral area of Pond No.3 such as roads / bridges with lightening arrangement at Koradi TPS | MERC/CAPEX/2018-2019/1242 | 2018-09-22 | 11.5375 | 8.1964 | 7.792 | 0.40442 | 0 | 0 |  |  | 0 | 0.40442 | 0 | 0
HO DPR 13 | Construction of new Administrative Building for Mahagenco at Vidyut Bhawan, Katol Road, Nagpur | MERC/CAPEX/2021-2022/MSPGCL/063 | 2022-02-12 | 57 | 0 | 0 | 0 | 0 | 0 |  |  | 0 | 0 | 0 | 0
HO DPR 13.1 | Construction of new Administrative Building for Mahagenco at Vidyut Bhawan, Katol Road, Nagpur | MERC/CAPEX/2021-2022/MSPGCL/063 | 2022-02-12 | 54.24 | 0 | 0 | 0 | 0 | 0 |  |  | 0 | 0
0 | IDC | MERC/CAPEX/2021-2022/MSPGCL/063 | 2022-02-12 | 2.76 | 0 | 0 | 0 | 0 | 0 |  |  | 0 | 0
HO DPR 14 | Centralized Monitoring Solution | MERC/CAPEX/MSPGCL/2023-24/0576 | 2023-11-02 | 69.309 | 0 | 0 | 0 | 0 | 0 |  |  | 0 | 0
HO DPR 14.1 | Centralized Monitoring Solution | MERC/CAPEX/MSPGCL/2023-24/0576 | 2023-11-02 | 66.009 | 0 | 0 | 0 | 0 | 0 |  |  | 0 | 0
0 | IDC | MERC/CAPEX/MSPGCL/2023-24/0576 | 2023-11-02 | 3.3 | 0 | 0 | 0 | 0 | 0 |  |  | 0 | 0
0 | 0 | 0 | - | 0 | 0 | 0 | 0 | 0 | 0 |  |  | 0 | 0
0 | (i) Yet to be Submitted to MERC | 0 | - | 0 | 0 | 0 | 0 | 0 | 0 |  |  | 0 | 0
1 | Various plant performance improvement scheme of 210 MW, Unit 06, KTPS | (ii) Yet to be submitted to MERC | - | 0 | 0 | 0 | 0 | 0 | 0 |  |  | 0 | 0
1.1 | Modification / replacement of existing compressor system to reduce auxiliary power consumption of Unit-6 | (ii) Yet to be submitted to MERC | - | 0 | 0 | 0 | 0 | 0 | 0 |  |  | 0 | 0
1.2 | Procurement of 2 Nos. Diesel Engine Driven Pumps at Fire Fighting pump house. | (ii) Yet to be submitted to MERC | - | 0 | 0 | 0 | 0 | 0 | 0 |  |  | 0 | 0
1.3 | Supply ,erection and commissioning of complete mechanical, electrical, C & I and design & engineering of associated structural and architectural works of PLC based pneumatic operated mill reject system | (ii) Yet to be submitted to MERC | - | 0 | 0 | 0 | 0 | 0 | 0 |  |  | 0 | 0
1.4 | Supply ,erection of the modification of existing coal bunker and commissioning of bunker chute assembly with vibrating motor to avoid bunker mouth coal choke up | (ii) Yet to be submitted to MERC | - | 0 | 0 | 0 | 0 | 0 | 0 |  |  | 0 | 0
1.5 | Procurement of S S Tubes for Condenser. | (ii) Yet to be submitted to MERC | - | 0 | 0 | 0 | 0 | 0 | 0 |  |  | 0 | 0
1.6 | Complete replacement of ducting system from Economizer inlet to ESP outlet for Unit-6 | (ii) Yet to be submitted to MERC | - | 0 | 0 | 0 | 0 | 0 | 0 |  |  | 0 | 0
1.7 | Procurement of Economiser coil at Unit-6,KTPS,Koradi | (ii) Yet to be submitted to MERC | - | 0 | 0 | 0 | 0 | 0 | 0 |  |  | 0 | 0
1.8 | Complete replacement of Collecting Plates and Emitting Electodes of ESP of Unit-6 | (ii) Yet to be submitted to MERC | - | 0 | 0 | 0 | 0 | 0 | 0 |  |  | 0 | 0
1.9 | Procurement of 2 nos. higher capacity and energy efficient complete G S pump along with motor. | (ii) Yet to be submitted to MERC | - | 0 | 0 | 0 | 0 | 0 | 0 |  |  | 0 | 0
1.1 | Procurement of Coal mill XRP-803 body with complete assymbly at BM-II,210MW,Unit-6, KTPS,Koradi. | (ii) Yet to be submitted to MERC | - | 0 | 0 | 0 | 0 | 0 | 0 |  |  | 0 | 0
1.11 | Procurement of ID fan complete rotor assembly for Unit-6 | (ii) Yet to be submitted to MERC | - | 0 | 0 | 0 | 0 | 0 | 0 |  |  | 0 | 0
1.12 | Procurement of VT pump for ETP RWP | (ii) Yet to be submitted to MERC | - | 0 | 0 | 0 | 0 | 0 | 0 |  |  | 0 | 0
1.13 | Procurement of Air Preheater Basket for Unit No. 6(228 MW) at KTPS , Koradi. | (ii) Yet to be submitted to MERC | - | 0 | 0 | 0 | 0 | 0 | 0 |  |  | 0 | 0
1.14 | Procurement of FD fan complete rotor assembly for Unit-6 | (ii) Yet to be submitted to MERC | - | 0 | 0 | 0 | 0 | 0 | 0 |  |  | 0 | 0
1.15 | Procurement of BFP Cartridge. | (ii) Yet to be submitted to MERC | - | 0 | 0 | 0 | 0 | 0 | 0 |  |  | 0 | 0
1.16 | Procurement of PA fan complete rotor assembly for Unit-6 | (ii) Yet to be submitted to MERC | - | 0 | 0 | 0 | 0 | 0 | 0 |  |  | 0 | 0
2 | Various Electrical & Instrumentation improvement & upgradation scheme of 210 MW, Unit 06, KTPS | (ii) Yet to be submitted to MERC | - | 0 | 0 | 0 | 0 | 0 | 0 |  |  | 0 | 0
2.1 | Upgradation of LT MCC Feeder above 90 KW by LT ACB for reliability enhancement | (ii) Yet to be submitted to MERC | - | 0 | 0 | 0 | 0 | 0 | 0 |  |  | 0 | 0
2.2 | Upgradation of LT breakers by new technology LT ACB for performance improvement | (ii) Yet to be submitted to MERC | - | 0 | 0 | 0 | 0 | 0 | 0 |  |  | 0 | 0
2.3 | Supply & retrofitting of 6.6 KV motor and 6.6 KV feeder protection with numerical relay & motor & feeder protection for station board. | (ii) Yet to be submitted to MERC | - | 0 | 0 | 0 | 0 | 0 | 0 |  |  | 0 | 0
2.4 | or statutory pollution requirementstack emmission | (ii) Yet to be submitted to MERC | - | 0 | 0 | 0 | 0 | 0 | 0 |  |  | 0 | 0
2.5 | Supply and installation of new VCB for Unit 6 board and outdoor area at 210MW, Koradi TPS | (ii) Yet to be submitted to MERC | - | 0 | 0 | 0 | 0 | 0 | 0 |  |  | 0 | 0
2.6 | DCS system regulates controls across entire plants, waiting too long to upgrade can lead to system abnormal behaviour. So it is required to upgrade our HMI DCS system. | (ii) Yet to be submitted to MERC | - | 0 | 0 | 0 | 0 | 0 | 0 |  |  | 0 | 0
2.7 | Supply, Erection & Commissioning of Distribution Panel of Colony at KTPS,Koradi. | (ii) Yet to be submitted to MERC | - | 0 | 0 | 0 | 0 | 0 | 0 |  |  | 0 | 0
2.8 | Supply, Erection, Testing and commissioning of High Mast Lighting System for Stadium at Koradi Cricket Ground, TYPE-VII Ground, Ground Near Hanuman Mandir under KTPS Colony, Koradi. | (ii) Yet to be submitted to MERC | - | 0 | 0 | 0 | 0 | 0 | 0 |  |  | 0 | 0
2.9 | Upgrading of stacker reclaimer with PLC panel by replacing existing relay logic panel. | (ii) Yet to be submitted to MERC | - | 0 | 0 | 0 | 0 | 0 | 0 |  |  | 0 | 0
2.1 | Provision, modification, retrofitting and revamping of lighting system at 210 MW, KTPS, Koradi. | (ii) Yet to be submitted to MERC | - | 0 | 0 | 0 | 0 | 0 | 0 |  |  | 0 | 0
2.11 | for smooth running of system ACNCS to be upgraded. | (ii) Yet to be submitted to MERC | - | 0 | 0 | 0 | 0 | 0 | 0 |  |  | 0 | 0
2.12 | Provision, modification and revamping of HT & LT CABLE laying system | (ii) Yet to be submitted to MERC | - | 0 | 0 | 0 | 0 | 0 | 0 |  |  | 0 | 0
2.13 | Replacement of meter cabinet of staff quarters buildings at KTPS,Koradi. | (ii) Yet to be submitted to MERC | - | 0 | 0 | 0 | 0 | 0 | 0 |  |  | 0 | 0
2.14 | Procurement of energy efficient H.T. motor for Impact Crusher and various L.T. motors for CHP 210MW. | (ii) Yet to be submitted to MERC | - | 0 | 0 | 0 | 0 | 0 | 0 |  |  | 0 | 0
2.15 | Procurement of enegy efficient LT motors for 210 MW,KTPS | (ii) Yet to be submitted to MERC | - | 0 | 0 | 0 | 0 | 0 | 0 |  |  | 0 | 0
2.16 | Procurement installation and comm of VFD for fire fighting pumps | (ii) Yet to be submitted to MERC | - | 0 | 0 | 0 | 0 | 0 | 0 |  |  | 0 | 0
2.17 | Procurement & installation single STOCK processor | (ii) Yet to be submitted to MERC | - | 0 | 0 | 0 | 0 | 0 | 0 |  |  | 0 | 0
2.18 | Refurbishment of existing MCC board of the Stacker reclaimer | (ii) Yet to be submitted to MERC | - | 0 | 0 | 0 | 0 | 0 | 0 |  |  | 0 | 0
2.19 | Supply, erection, commissioning of Energy monitoring system along with its software | (ii) Yet to be submitted to MERC | - | 0 | 0 | 0 | 0 | 0 | 0 |  |  | 0 | 0
2.2 | To upgrade existing installed effluent analyser with software & other hardware for remote calibration & direct data transmission. | (ii) Yet to be submitted to MERC | - | 0 | 0 | 0 | 0 | 0 | 0 |  |  | 0 | 0
2.21 | Various Electrical & Instrumentation improvement & upgradation scheme of 210 MW, Unit 06, KTPS | (ii) Yet to be submitted to MERC | - | 0 | 0 | 0 | 0 | 0 | 0 |  |  | 0 | 0
2.22 | Procurement installation and comm of VFD for CEP and compressors | (ii) Yet to be submitted to MERC | - | 0 | 0 | 0 | 0 | 0 | 0 |  |  | 0 | 0
2.23 | Procurement & installation of power saving plates for 210 mW, KTPS, koradi | (ii) Yet to be submitted to MERC | - | 0 | 0 | 0 | 0 | 0 | 0 |  |  | 0 | 0
2.24 | Procurement & installation of insulation monitoring system for 210 mW, KTPS, koradi | (ii) Yet to be submitted to MERC | - | 0 | 0 | 0 | 0 | 0 | 0 |  |  | 0 | 0
2.25 | Drum level and FST level measurement through hydrastep. | (ii) Yet to be submitted to MERC | - | 0 | 0 | 0 | 0 | 0 | 0 |  |  | 0 | 0
2.26 | Renovation of CCTV system at Augumentation plant CHP 210MW | (ii) Yet to be submitted to MERC | - | 0 | 0 | 0 | 0 | 0 | 0 |  |  | 0 | 0
2.27 | upgradation of various LT boards at unit no. 6, 210 MW | (ii) Yet to be submitted to MERC | - | 0 | 0 | 0 | 0 | 0 | 0 |  |  | 0 | 0
3 | Various Coal Handling plant performance improvement scheme of 210 MW, Unit 06, KTPS | (ii) Yet to be submitted to MERC | - | 0 | 0 | 0 | 0 | 0 | 0 |  |  | 0 | 0
3.1 | CHP IMPROVEMENT OF WAGON UNLOADING TO BUNKERING SYSTEM OF AUGMENTATION PLANT,210MW | (ii) Yet to be submitted to MERC | - | 0 | 0 | 0 | 0 | 0 | 0 |  |  | 0 | 0
3.2 | CHP IMPROVEMENT OF STACKING & RECLAIMING SYSTEM INCLUDING STACKER RECLAIMER MACHINE OF AUGMENTATION PLANT,210MW | (ii) Yet to be submitted to MERC | - | 0 | 0 | 0 | 0 | 0 | 0 |  |  | 0 | 0
3.3 | CHP IMPROVEMENT OF STACKING & RECLAIMING SYSTEM INCLUDING STACKER RECLAIMER MACHINE OF AUGMENTATION PLANT,210MW | (ii) Yet to be submitted to MERC | - | 0 | 0 | 0 | 0 | 0 | 0 |  |  | 0 | 0
3.4 | CHP IMPROVEMENT OF STACKING & RECLAIMING SYSTEM INCLUDING STACKER RECLAIMER MACHINE OF AUGMENTATION PLANT,210MW | (ii) Yet to be submitted to MERC | - | 0 | 0 | 0 | 0 | 0 | 0 |  |  | 0 | 0
3.5 | CHP IMPROVEMENT OF STACKING & RECLAIMING SYSTEM INCLUDING STACKER RECLAIMER MACHINE OF AUGMENTATION PLANT,210MW | (ii) Yet to be submitted to MERC | - | 0 | 0 | 0 | 0 | 0 | 0 |  |  | 0 | 0
3.6 | Devloping infrastructure for raw coal ground unloading | (ii) Yet to be submitted to MERC | - | 0 | 0 | 0 | 0 | 0 | 0 |  |  | 0 | 0
4 | Procurement and replacement of entire GS/DM pipings in phase manner | 0 | - | 0 | 0 | 0 | 0 | 0 | 0 |  |  | 0 | 0
5 | Providing New water supply scheme to colony at KTPS, Koradi | 0 | - | 0 | 0 | 0 | 0 | 0 | 0 |  |  | 0 | 0
0 | B) Non-DPR Schemes | 0 | - | 0 | 0 | 0 | 0 | 0 | 0 |  |  | 0 | 0
1 | ABC Powder type DCP Composite Fire Extinguisher | 0 | - | 0 | 1.9778 | 1.9778 | 0 | 0 | 0 |  |  | 0 | 0
2 | Procurment of Complete Air heater Baskets Of Unit-6 210 MW | 0 | - | 0 | 0 | 0 | 0 | 2.72 | 2.72 |  |  | 2.72 | 0
3 | Procurement of Complete Rotor Assembly with Rotor Blades and Actuating Rod Assembly for PA Fan Type AP2 17/12 for Unit-6, 210MW, KTPS, Koradi | 0 | - | 0 | 0 | 0 | 0 | 4.25 | 4.25 |  |  | 4.25 | 0
4 | Upgradation Of Dcs System Eas,Bu & Historian Server For Unit 6 210mw, Ktps Koradi | 0 | - | 0 | 0 | 0 | 0 | 1.25 | 1.25 |  |  | 1.25 | 0
5 | Work of the retrofitting/refurbishment of H2 compressor along with supply of recommended spares for Hydrogen Generation Plant at KTPS, Koradi, 210 MW.” | 0 | - | 0 | 0 | 0 | 0 | 2.31 | 2.31 |  |  | 2.31 | 0
6 | Design, Engineering, Supply and Installation of Energy Efficient Lighting System at various areas of 210 MW, Koradi TPS. | 0 | - | 0 | 0 | 0 | 0 | 9.27 | 9.27 |  |  | 9.27 | 0
7 | Providing and laying bituminous macadam surface to various roads and widening of roads, at KTPS colony, Koradi. | 0 | - | 0 | 0 | 0 | 0 | 4.75 | 4.75 |  |  | 4.75 | 0
8 | 3-E-Procurement of CW pump modified impeller for Unit 6, KTPS, Koradi. | 0 | - | 0 | 0 | 0 | 0 | 0 | 0 |  |  | 0 | 0
9 | 3-C-Procurement of Edwards make vacuum pump along with motor and spares for Unit 6, KTPS, Koradi, 210 MW | 0 | - | 0 | 0 | 0 | 0 | 0 | 0 |  |  | 0 | 0
10 | Procurment of Complete Haudraulic Fluid Coupling | 0 | - | 0 | 0 | 0 | 0 | 0 | 0 |  |  | 0 | 0
11 | Upgradation Of Turbovisary Instrument | 0 | - | 0 | 0 | 0 | 0 | 0 | 0 |  |  | 0 | 0
12 | Supply, Installation, Testing and Commissioning for complete solution and comprehensive protection and monitoring package along with retrofit of allied accessories for Generator Transformer and station transformers for 1 X 228 MW, Unit # 6, KTPS, Koradi | 0 | - | 0 | 0 | 0 | 0 | 0 | 0 |  |  | 0 | 0
13 | Up grading of MCC motor feeder Trolleys of various ratings with the installation of LT Air Circuit Breakers at 210 MW, Koradi TPS | 0 | - | 0 | 0 | 0 | 0 | 0 | 0 |  |  | 0 | 0
14 | Supply, erection, commissioning of Energy monitoring system along with its software | 0 | - | 0 | 0 | 0 | 0 | 0 | 0 |  |  | 0 | 0
15 | Design,erection & commissining of interconnecting short conveyor at chp 210 mw. | 0 | - | 0 | 0 | 0 | 0 | 0 | 0 |  |  | 0 | 0
16 | Supply & retrofitting, commissioning and testing of numerical motor protection, feeder protection and under voltage relays of 6.6 KV HT Station board at U#06,210MW ,KTPS ,koradi | 0 | - | 0 | 0 | 0 | 0 | 0 | 0 |  |  | 0 | 0
17 | Proc. of complete journal assembly with grinding roll for Coal millXRP-803 for U6,210MW | 0 | - | 0 | 0 | 0 | 0 | 0 | 0 |  |  | 0 | 0
18 | Modification & Restoration of APH outlet to ESP inlet flue gas ducts & allied work in U6,210MW,Koradi TPS | 0 | - | 0 | 0 | 0 | 0 | 0 | 0 |  |  | 0 | 0
19 | Construction of Rigid pavement along with RCC DRAIN at 210MW | 0 | - | 0 | 0 | 0 | 0 | 0 | 0 |  |  | 0 | 0
20 | Supply and replacement of recommended spares for Hydrogen Generation Plant at KTPS, Koradi, 210 MW.” | 0 | - | 0 | 0 | 0 | 0 | 0 | 0 |  |  | 0 | 0
0 | SCHEME OF HMI UPGRADATION OF VALMET DNA (METSO) DCS SYSTEM ALONG WITH COMPLETE NETWORKING ARCHITECTURE. | 0 | - | 0 | 0 | 0 | 0 | 0 | 0 |  |  | 0 | 0
0 | Procurement of OEM Gearboxes of important auxiliaries in CHP 210 MW. | 0 | - | 0 | 0 | 0 | 0 | 0 | 0 |  |  | 0 | 0
0 | REVAMPING OF E-POINT GROUND HOPPERS COAL FEEDING SYSTEM & ITS FEEDERS AT CHP 210 MW, KTPS, Koradi. | 0 | - | 0 | 0 | 0 | 0 | 0 | 0 |  |  | 0 | 0
0 | Design,supply, installation and commissioning of high performance energy chain system for bunker tripper trollies at CHP EM 210MW. | 0 | - | 0 | 0 | 0 | 0 | 0 | 0 |  |  | 0 | 0
0 | Design,supply, installation and commissioning of high performance energy chain system forstacker reclaimer at CHP EM 210MW. | 0 | - | 0 | 0 | 0 | 0 | 0 | 0 |  |  | 0 | 0
0 | Supply and installation of battery chargers at CHP EM 210MW. | 0 | - | 0 | 0 | 0 | 0 | 0 | 0 |  |  | 0 | 0
0 | Supply and installation of PLC at Wagon Tippler 4 at CHP EM 210MW. | 0 | - | 0 | 0 | 0 | 0 | 0 | 0 |  |  | 0 | 0
0 | Upgradation of existing manual desk of CHP 210MW by PLC based automated operation for efficient operation of auxillaries at CHP control room at CHP EM 210MW. | 0 | - | 0 | 0 | 0 | 0 | 0 | 0 |  |  | 0 | 0
0 | GENERAL ASSET | 0 | - | 0 | 0 | 0 | 0 | 0 | 0 |  |  | 0 | 0
1 | Vehicles | 0 | - | 0 | 0.10556 | 0.10556 | 0 | 0 | 0 |  |  | 0 | 0
2 | GENERAL ASSET--AKRDFOGA01-OFFICE FURNITURE | N.A. | - | 0 | 0.29308 | 0.29308 | 0 | 1.83 | 1.83 |  |  | 1.83 | 0
3 | GENERAL ASSET--AKRDFOGA02-COMPUTERS,PRINTER,SCANNER | N.A. | - | 0 | 3.3514 | 3.0232 | 0.32816 | 2 | 2 |  |  | 2 | 0.32816
4 | GENERAL ASSET--AKRDFOGA03-AC,WATER COOLER | N.A. | - | 0 | 0.14313 | 0.11127 | 0.031864 | 3.63 | 3.63 |  |  | 3.63 | 0.031864
5 | GENERAL ASSET--AKRDFOGA04-AIR PURIFIER | N.A. | - | 0 | 0.0105 | 0 | 0.0105 | 0 | 0 |  |  | 0 | 0.0105
6 | GENERAL ASSET--OTHER GENERAL ASSET | 0 | - | 0 | 0.052781 | 0.066045 | -0.013264 | 0 | 0 |  |  | 0 | -0.013264
| Total |  |  |  | 827.8372 | 694.771 | 133.0662 | 49.99 | 158.51 | 0 | 0 | 158.51 | 24.5462
FY 2025-26
a) DPR Schemes
(i) Submitted to MERC
1 | EE R&M Koradi Unit 6 | MERC/CAPEX/20102011/00364 | 2010-05-24 | 486.07 | 0 | 0 | 0 | 0 | 0 |  |  | 0 | 0 | 0 | 0
1.1 | EE R&M Koradi Unit 6 | MERC/CAPEX/20102011/00364 | 2010-05-24 | 486.07 | 486.07 | 480.4726 | 5.5974 | 0 | 0 |  |  | 0 | 5.5974 | 0 | 0
2 | Boiler Reengineering for Koradi TPS of Unit 5 & 7 | MERC/CAPEX/20112012/00402 | 2011-05-16 | 273.14 | 0 | 0 | 0 | 0 | 0 |  |  | 0 | 0 | 0 | 0
2.1 | Boiler Reengineering for Koradi TPS of Unit 5 & 7 | MERC/CAPEX/20112012/00402 | 2011-05-16 | 273.14 | 0 | 0 | 0 | 0 | 0 |  |  | 0 | 0 | 0 | 0
3 | Turbine Auxiliary performance Improvements schemes at Koradi TPS (Unit 5 & 7) | MERC/TECH 1/CAPEX/20122013/2283 | 2013-01-09 | 15.88 | 0 | 0 | 0 | 0 | 0 |  |  | 0 | 0 | 0 | 0
3.1 | Procurement of modified upgraded boiler feed pump (Type -200KHI/S) having energy efficient cartridge for unit 5 & 7 , KTPS. | MERC/TECH 1/CAPEX/20122013/2283 | 2013-01-09 | 14.245 | 9.41 | 9.41 | 0 | 0 | 0 |  |  | 0 | 0 | 0 | 0
3.2 | Steam path audit of Unit no,5 & 7 | MERC/TECH 1/CAPEX/20122013/2283 | 2013-01-09 | 0.45 | 0 | 0 | 0 | 0 | 0 |  |  | 0 | 0 | 0 | 0
0 | IDC | MERC/TECH 1/CAPEX/20122013/2283 | 2013-01-09 | 1.185 | 0 | 0 | 0 | 0 | 0 |  |  | 0 | 0 | 0 | 0
4 | Improvement in performance monitoring of different areas | MERC/TECH 1/CAPEX/20122013/02326 | 2013-01-11 | 18.3101 | 0 | 0 | 0 | 0 | 0 |  |  | 0 | 0 | 0 | 0
4.1 | Installation & Commissioning of “CCTV for boiler flame monitoring” In Unit no.5 & 6 at KTPS | MERC/TECH 1/CAPEX/20122013/02326 | 2013-01-11 | 0.349 | 0 | 0 | 0 | 0 | 0 |  |  | 0 | 0 | 0 | 0
4.2 | Implementation of ‘‘ Digital Control System along with online vibrations monitoring of HT auxiliaries, online turbine vibrations & Flame scanner system” for 210 MW- unit 7, KTPS | MERC/TECH 1/CAPEX/20122013/02326 | 2013-01-11 | 9.0079 | 0 | 0 | 0 | 0 | 0 |  |  | 0 | 0 | 0 | 0
4.3 | Supply, Installation & commissioning of ``Flame Scanner Analyzer ’’ in unit 5 of 200 MW unit KTPS | MERC/TECH 1/CAPEX/20122013/02326 | 2013-01-11 | 0.315 | 0 | 0 | 0 | 0 | 0 |  |  | 0 | 0 | 0 | 0
4.4 | Supply, erection & commissioning of ``Mass Flow meter for F.O. at units 5, & 7 of 210 MW at KTPS | MERC/TECH 1/CAPEX/20122013/02326 | 2013-01-11 | 0.338 | 0.21 | 0.21 | 0 | 0 | 0 |  |  | 0 | 0 | 0 | 0
4.5 | Supply, installation & commissioning of ``Online Vibration Monitoring for HT auxiliary”, for 200 MW- unit 5, KTPS | MERC/TECH 1/CAPEX/20122013/02326 | 2013-01-11 | 0.898 | 0 | 0 | 0 | 0 | 0 |  |  | 0 | 0 | 0 | 0
4.6 | Supply, Erection & commissioning of ``Radar type Level Transmitter” for coal bunker in unit no 5, 6 & 7 for (210 MW) at KTPS | MERC/TECH 1/CAPEX/20122013/02326 | 2013-01-11 | 0.66833 | 0 | 0 | 0 | 0 | 0 |  |  | 0 | 0 | 0 | 0
4.7 | Supply, Installation & commissioning of up gradation of ``Turbovisory system’’ in unit 5 of 200 MW unit KTPS | MERC/TECH 1/CAPEX/20122013/02326 | 2013-01-11 | 0.558 | 0 | 0 | 0 | 0 | 0 |  |  | 0 | 0 | 0 | 0
4.8 | Supply, Installation & commissioning of Hermetically sealed Transformer Sets at ESP of unit 7 at KTPS | MERC/TECH 1/CAPEX/20122013/02326 | 2013-01-11 | 0.875 | 0 | 0 | 0 | 0 | 0 |  |  | 0 | 0 | 0 | 0
4.9 | Supply, installation & commissioning of ‘‘ Smart Energy Management System ’’ in unit 5, 6 & 7, KTPS | MERC/TECH 1/CAPEX/20122013/02326 | 2013-01-11 | 0.5517 | 0 | 0 | 0 | 0 | 0 |  |  | 0 | 0 | 0 | 0
4.10 | Installation of 2 nos. of “Continuous Ambient Air Quality Monitoring Station at KTPS | MERC/TECH 1/CAPEX/20122013/02326 | 2013-01-11 | 2.0364 | 0 | 0 | 0 | 0 | 0 |  |  | 0 | 0 | 0 | 0
4.11 | Procurement of proximate analyzers (2 nos.) for proximate analysis of coal | MERC/TECH 1/CAPEX/20122013/02326 | 2013-01-11 | 0.6902 | 0.45 | 0.45 | 0 | 0 | 0 |  |  | 0 | 0 | 0 | 0
4.12 | Procurement of Ultimate Analyzer (1 No.):- | MERC/TECH 1/CAPEX/20122013/02326 | 2013-01-11 | 0.53257 | 0 | 0 | 0 | 0 | 0 |  |  | 0 | 0 | 0 | 0
0 | IDC | MERC/TECH 1/CAPEX/20122013/02326 | 2013-01-11 | 1.49 | 0 | 0 | 0 | 0 | 0 |  |  | 0 | 0 | 0 | 0
5 | Restoration of Pond No.3 by desilting and providing peripheral earthen bund with desilted soil and other related appratant works of Nallah training, approach road, C.D. Works, pipe culverts etc at Koradi TPS | MERC/CAPEX/20152016/00447 | 2016-08-08 | 56.2228 | 0 | 0 | 0 | 0 | 0 |  |  | 0 | 0 | 0 | 0
5.1 | Desilting and Restoration of Pond No.3. a) Providing earthen bund of 10 Mtr top width by utilizing desilted soil. b) Providing walkway of 12-15 Mtr width inside of main bund by utilizing desilted soil. | MERC/CAPEX/20152016/00447 | 2016-08-08 | 15.4481 | 30.8868 | 30.8186 | 0.068217 | 0 | 0 |  |  | 0 | 0.068217 | 0 | 0
5.2 | C.D. Works across feeder storm drain to Pond No.3. | MERC/CAPEX/20152016/00447 | 2016-08-08 | 2.6032 | 4.8498 | 4.1182 | 0.7316 | 0 | 0 |  |  | 0 | 0.7316 | 0 | 0
5.3 | Construction of RCC Box for carrying 40% Hot Water and road over it to Pond No.3. | MERC/CAPEX/20152016/00447 | 2016-08-08 | 5.7752 | 0.76228 | 0.42008 | 0.3422 | 0 | 0 |  |  | 0 | 0.3422 | 0 | 0
5.4 | Improvement of Hot Water Canal cum natural stream from Pond No.2 to Pond No.3. | MERC/CAPEX/20152016/00447 | 2016-08-08 | 4.4571 | 5.0976 | 5.074 | 0.0236 | 0 | 0 |  |  | 0 | 0.0236 | 0 | 0
5.5 | Sewage Treatment Plant (S.T.P.) proposed on Feeder Nallahs at entry point of Pond No.3. | MERC/CAPEX/20152016/00447 | 2016-08-08 | 3.8 | 0 | 0 | 0 | 0 | 0 |  |  | 0 | 0 | 0 | 0
5.6 | Mechanized de-weeding and desilting by dredging of Pond No.3 at Koradi. | MERC/CAPEX/20152016/00447 | 2016-08-08 | 13.6905 | 9.4754 | 9.4754 | 0 | 0 | 0 |  |  | 0 | 0 | 0 | 0
5.7 | Construction of Bridge and road between Irrigation and Koradi TPS Canal at Koradi. | MERC/CAPEX/20152016/00447 | 2016-08-08 | 1.4808 | 2.655 | 2.478 | 0.177 | 0 | 0 |  |  | 0 | 0.177 | 0 | 0
5.8 | Construction of Bridge cum Bandhara on spill channel of Pond No. 3 at Koradi. | MERC/CAPEX/20152016/00447 | 2016-08-08 | 3.5879 | 6.2068 | 6.2068 | 0 | 0 | 0 |  |  | 0 | 0 | 0 | 0
0 | IDC | MERC/CAPEX/20152016/00447 | 2016-08-08 | 5.38 | 0 | 0 | 0 | 0 | 0 |  |  | 0 | 0 | 0 | 0
6 | Supply, Installation & Commissioning of different schemes for MPCB & station requirement at KTPS, Koradi | MERC/CAPEX/20172018/4593 | 2017-11-06 | 11.1434 | 0 | 0 | 0 | 0 | 0 |  |  | 0 | 0 | 0 | 0
6.1 | Procurement of 2 nos. Sky Climber | MERC/CAPEX/20172018/4593 | 2017-11-06 | 0.9258 | 1.028 | 1.028 | 0 | 0 | 0 |  |  | 0 | 0 | 0 | 0
6.2 | Adaptation of Ozonisation tech. for disinfection of Sewage water | MERC/CAPEX/20172018/4593 | 2017-11-06 | 0.4321 | 0.51617 | 0.51617 | 0 | 0 | 0 |  |  | 0 | 0 | 0 | 0
6.3 | Supply, installation, erection & commissioning of various online flow meters | MERC/CAPEX/20172018/4593 | 2017-11-06 | 0.9251 | 0.7234 | 0.72 | 0.0034038 | 0 | 0 |  |  | 0 | 0.0034038 | 0 | 0
6.4 | Installation of on-line Gas Analyzer in unit no. 6 & 7 | MERC/CAPEX/20172018/4593 | 2017-11-06 | 0.8662 | 0.34692 | 0.34692 | 0 | 0 | 0 |  |  | 0 | 0 | 0 | 0
6.5 | LTSH coil for Unit no.7 | MERC/CAPEX/20172018/4593 | 2017-11-06 | 6 | 0 | 0 | 0 | 0 | 0 |  |  | 0 | 0 | 0 | 0
6.6 | Procurement of Gear Box | MERC/CAPEX/20172018/4593 | 2017-11-06 | 0.86417 | 0.86417 | 0.86417 | 0 | 0 | 0 |  |  | 0 | 0 | 0 | 0
6.7 | Procurement of BEML Dozer BD 155 Engine & PTO assembly | MERC/CAPEX/20172018/4593 | 2017-11-06 | 0.44 | 0.58579 | 0.58579 | 0 | 0 | 0 |  |  | 0 | 0 | 0 | 0
0 | IDC | MERC/CAPEX/20172018/4593 | 2017-11-06 | 0.69 | 0 | 0 | 0 | 0 | 0 |  |  | 0 | 0 | 0 | 0
7 | CTR Work (Complete Track Renewal)/ Renovation for existing broad guage railway siding for Koradi TPS. | MERC/CAPEX/20172018/4266 | 2017-09-28 | 13.529 | 0 | 0 | 0 | 0 | 0 |  |  | 0 | 0 | 0 | 0
7.1 | CRT Work (Complete Track Renewal)/ Renovation for existing broad guage railway siding for Koradi TPS. | MERC/CAPEX/20172018/4266 | 2017-09-28 | 13.529 | 17.98 | 17.98 | 0 | 0 | 0 |  |  | 0 | 0 | 0 | 0
8 | Work of construction of WBM Road & drain on filling hot water canal from Pond No. 2 to Pond No. 3 and construction of bridge cum weir on Pond No. 3 parallel to National Highway at Koradi TPS | MERC/CAPEX/20172018/4569 | 2017-11-07 | 12.2831 | 0 | 0 | 0 | 0 | 0 |  |  | 0 | 0 | 0 | 0
8.1 | Construction of WBM road and drain on filling of hot water canal from Pond No.2 to Pond No.3. | MERC/CAPEX/20172018/4569 | 2017-11-07 | 8.5206 | 11.55 | 11.9303 | -0.38034 | 0 | 0 |  |  | 0 | -0.38034 | 0 | 0
8.2 | Construction of bridge cum weir on Pond No.3 parallel to National Highway. | MERC/CAPEX/20172018/4569 | 2017-11-07 | 3.7625 | 3.54 | 3.54 | 0 | 0 | 0 |  |  | 0 | 0 | 0 | 0
10 | Conservation of Koradi Lake, Nagpur under the National Plan for conservation of Aquatic Eco System (NPCA) | MERC/CAPEX/20182019/1256 | 2018-10-01 | 17.48 | 0 | 0 | 0 | 0 | 0 |  |  | 0 | 0 | 0 | 0
10.1 | Conservation of Koradi Lake, Nagpur under the National Plan for conservation of Aquatic Eco System (NPCA) | MERC/CAPEX/20182019/1256 | 2018-10-01 | 17.48 | 17.48 | 11.55 | 5.93 | 0 | 0 |  |  | 0 | 5.93 | 0 | 0
11 | Providing & Construction of various public amenities in the rehabilitated villages of Koradi & Khasara at Koradi TPS | MERC/CAPEX/20182019/0946 | 2018-06-29 | 13.1 | 0 | 0 | 0 | 0 | 0 |  |  | 0 | 0 | 0 | 0
11.1 | Implementation of water supply scheme (W.S.S.) in rehabilitated villages. | MERC/CAPEX/20182019/0946 | 2018-06-29 | 0.79851 | 0.8614 | 0.5192 | 0.3422 | 0 | 0 |  |  | 0 | 0.3422 | 0 | 0
11.2 | Construction of Grampanchayat office building (Additional floor) | MERC/CAPEX/20182019/0946 | 2018-06-29 | 0.24218 | 0.2242 | 0.2242 | 0 | 0 | 0 |  |  | 0 | 0 | 0 | 0
11.3 | Asphalting of Main road and other internal roads in rehabilitated villages. | MERC/CAPEX/20182019/0946 | 2018-06-29 | 4.3519 | 4.71 | 4.71 | 0 | 0 | 0 |  |  | 0 | 0 | 0 | 0
11.4 | Development & construction of Bazar otta in rehabilitated village in Nanda. | MERC/CAPEX/20182019/0946 | 2018-06-29 | 0.50271 | 0.4838 | 0.4838 | 0 | 0 | 0 |  |  | 0 | 0 | 0 | 0
11.5 | Other works as per the directives of Energy Deptt. GoM | MERC/CAPEX/20182019/0946 | 2018-06-29 | 4.657 | 4.465 | 4 | 0.465 | 0 | 0 |  |  | 0 | 0.465 | 0 | 0
11.6 | Asphalting of Main road and other internal roads in rehabilitated villages at Khasara. | MERC/CAPEX/20182019/0946 | 2018-06-29 | 1.4326 | 1.4396 | 1.416 | 0.0236 | 0 | 0 |  |  | 0 | 0.0236 | 0 | 0
11.7 | Construction of Dome structure for Buddha Vihar at Khasara. | MERC/CAPEX/20182019/0946 | 2018-06-29 | 0.1867 | 0.177 | 0.059 | 0.118 | 0 | 0 |  |  | 0 | 0.118 | 0 | 0
11.8 | Construction of compound wall around open premises of Buddha Vihar at Khasara | MERC/CAPEX/20182019/0946 | 2018-06-29 | 0.41622 | 0.354 | 0.354 | 0 | 0 | 0 |  |  | 0 | 0 | 0 | 0
11.9 | a) Construction of toilets block of Khasara school building Rs. 19,15,081.40 b) Development of ground of school Building Khasara Rs. 12,06,026.50 c) Street light on internal roads Rs. 20,00,000.00 at Khasara (L.S. Provision) | MERC/CAPEX/20182019/0946 | 2018-06-29 | 0.51211 | 0.2242 | 0.2242 | 0 | 0 | 0 |  |  | 0 | 0 | 0 | 0
12 | Various DPR Schemes for Providing green belt around Pond No.3, construction of weir & reclaiming natural stream from Pond No. 3 to Kolar River on d/s side of Pond No.3 and deepening of West side of Pond No.3 at Koradi TPS | MERC/CAPEX/20182019/1241 | 2018-09-20 | 28.557 | 0 | 0 | 0 | 0 | 0 |  |  | 0 | 0 | 0 | 0
12.1 | Work of reducing the evaporation losses by protecting Pond No. 3 with green belt | MERC/CAPEX/20182019/1241 | 2018-09-20 | 5.1837 | 0 | 0 | 0 | 0 | 0 |  |  | 0 | 0 | 0 | 0
12.2 | Deepening of West side of Pond No.3 at Koradi | MERC/CAPEX/20182019/1241 | 2018-09-20 | 18.2976 | 11.24 | 11.24 | 0 | 0 | 0 |  |  | 0 | 0 | 0 | 0
12.3 | Construction of Weir on d/s side of Pond No.3 and reclaiming of natural stream / nallah from Pond No.3 to Kolar river | MERC/CAPEX/20182019/1241 | 2018-09-20 | 3.2735 | 0.03 | 0 | 0.03 | 0 | 0 |  |  | 0 | 0.03 | 0 | 0
0 | IDC | MERC/CAPEX/20182019/1241 | 2018-09-20 | 1.8021 | 0 | 0 | 0 | 0 | 0 |  |  | 0 | 0 | 0 | 0
13 | Refurbishment of Coal Handling Plant at Koradi TPS | MERC/CAPEX/2019-20/0130 | 2019-05-08 | 27.41 | 0 | 0 | 0 | 0 | 0 |  |  | 0 | 0 | 0 | 0
13.1 | Old CHP (WT-2 & WT-3) Refurbishment (R&M) at 2 x 210 MW Units ofKoradi Thermal Power Station. | MERC/CAPEX/2019-20/0130 | 2019-05-08 | 19.24 | 22.36 | 18.8206 | 3.5394 | 0 | 0 |  |  | 0 | 3.5394 | 0 | 0
13.2 | Old Reclaiming System’s Refurbishment (R&M) at 2 x 210 MW Units Koradi Thermal Power Station. | MERC/CAPEX/2019-20/0130 | 2019-05-08 | 2.72 | 2.72 | 2.5969 | 0.12311 | 0 | 0 |  |  | 0 | 0.12311 | 0 | 0
13.3 | Junction Tower’s Refurbishment (R&M) of 2 x 210 MW Units of Koradi Thermal Power Station. | MERC/CAPEX/2019-20/0130 | 2019-05-08 | 3.27 | 3.27 | 2.8736 | 0.3964 | 0 | 0 |  |  | 0 | 0.3964 | 0 | 0
0 | IDC | MERC/CAPEX/2019-20/0130 | 2019-05-08 | 2.18 | 0 | 0 | 0 | 0 | 0 |  |  | 0 | 0 | 0 | 0
14 | Various DPR Schemes for Work of strengthening and asphalting on the peripheral earthen embankment of Pond No.3 and part portion of inspection road (Navegaon to Rohana) of Pench intake pipeline from Pench to Pond No. 3 at Koradi | MERC/CAPEX/20182019/021 | 2019-01-19 | 25.1364 | 0 | 0 | 0 | 0 | 0 |  |  | 0 | 0 | 0 | 0
14.1 | Work of strengthening and asphalting on the peripheral earthen embankment of Pond No.3 at Koradi. | MERC/CAPEX/20182019/021 | 2019-01-19 | 11.2959 | 11.3 | 9.79 | 1.51 | 0 | 0 |  |  | 0 | 1.51 | 0 | 0
14.2 | Work of strengthening and asphalting of part portion of inspection road (Navegaon to Rohana) of Pench intake pipeline from Pench to Pond No.3 at Koradi. | MERC/CAPEX/20182019/021 | 2019-01-19 | 13.8405 | 14.3724 | 14.2999 | 0.072514 | 0 | 0 |  |  | 0 | 0.072514 | 0 | 0
0 | IDC | MERC/CAPEX/20182019/021 | 2019-01-19 | 0 | 0 | 0 | 0 | 0 | 0 |  |  | 0 | 0 | 0 | 0
15 | Various Electrical schemes at Unit 6 & 7 and outdoor area for system up-gradation at 210MW Koradi TPS | MERC/CAPEX/2019-2020/735 | 2019-09-16 | 13.2685 | 0 | 0 | 0 | 0 | 0 |  |  | 0 | 0 | 0 | 0
15.1 | Procurement & Replacement of 2250 AH & 220V station battery set and battery charger for U-6 at Koradi TPS 210MW along-with suitable Battery charger. (Including Taxes.) | MERC/CAPEX/2019-2020/735 | 2019-09-16 | 2.95 | 2.87 | 2.87 | 0 | 0 | 0 |  |  | 0 | 0 | 0 | 0
15.2 | Retrofitting of existing VCB to U#7 HT Board, Station area & Outdoor area | MERC/CAPEX/2019-2020/735 | 2019-09-16 | 8.2423 | 0 | 0 | 0 | 0 | 0 |  |  | 0 | 0 | 0 | 0
15.3 | Supply & retrofitting of GT, UAT, 6.6 KV Motor and 6.6 KV feeder protection with numerical relay & for motor & feeder protection for Unit-7. | MERC/CAPEX/2019-2020/735 | 2019-09-16 | 1.0962 | 0 | 0 | 0 | 0 | 0 |  |  | 0 | 0 | 0 | 0
0 | IDC | MERC/CAPEX/2019-2020/735 | 2019-09-16 | 0.98 | 0 | 0 | 0 | 0 | 0 |  |  | 0 | 0 | 0 | 0
16 | Decommissioning & Up-gradation of existing DCS at U#5 with Re-commissioning of the same at U#7 & Procurement of rotating assembly for GS Water Pump at Koradi TPS-210 MW at Koradi TPS | MERC/CAPEX/2019-2020/WFH/SBR/11 | 2020-06-08 | 11.23 | 0 | 0 | 0 | 0 | 0 |  |  | 0 | 0 | 0 | 0
16.1 | Decommissioning & Shifting of M/s ABB make DCS system at KTPS Unit # 5 & Re-commissioning with Up gradation to Symphony Plus at KTPS Unit #7, 210MW Koradi. | MERC/CAPEX/2019-2020/WFH/SBR/11 | 2020-06-08 | 8.97 | 0 | 0 | 0 | 0 | 0 |  |  | 0 | 0 | 0 | 0
16.2 | Supply, erection & commissioning of rotating assembly for general service water pumps at 210 MW, KTPS, Koradi. | MERC/CAPEX/2019-2020/WFH/SBR/11 | 2020-06-08 | 1.9 | 0 | 0 | 0 | 0 | 0 |  |  | 0 | 0 | 0 | 0
0 | IDC | MERC/CAPEX/2019-2020/WFH/SBR/11 | 2020-06-08 | 0.36 | 0 | 0 | 0 | 0 | 0 |  |  | 0 | 0 | 0 | 0
17 | Flue Gas Desulphurization (FGD) System at 10 Nos. of 210 MW Units at Chandrapur, Koradi, Khaperkheda & Nasik TPS | MERC/CAPEX/2021-2022/MSPGCL/097 | 2022-03-14 | 69.43 | 0 | 0 | 0 | 0 | 0 |  |  | 0 | 0 | 0 | 0
17.1 | Flue Gas Desulphurization (FGD) System at Unit #6 Koradi TPS | MERC/CAPEX/2021-2022/MSPGCL/097 | 2022-03-14 | 66.55 | 98.04 | 96.25 | 1.79 | 0 | 0 |  |  | 0 | 1.79 | 0 | 0
0 | IDC | MERC/CAPEX/2021-2022/MSPGCL/097 | 2022-03-14 | 2.88 | 2.88 | 0 | 2.88 | 0 | 0 |  |  | 0 | 2.88 | 0 | 0
HO DPR 2 | Ash Augmentation System at Nasik & Koradi Thermal Power Station | MERC/CAP/DPR/10/08/537 | 2008-03-04 | 26.99 | 0 | 0 | 0 | 0 | 0 |  |  | 0 | 0 | 0 | 0
HO DPR 2.2 | Ash Augmentation System at Koradi Thermal Power Station | MERC/CAP/DPR/10/08/537 | 2008-03-04 | 26.99 | 24.14 | 24.14 | 0 | 0 | 0 |  |  | 0 | 0 | 0 | 0
0 | IDC | MERC/CAP/DPR/10/08/537 | 2008-03-04 | 0 | 0 | 0 | 0 | 0 | 0 |  |  | 0 | 0 | 0 | 0
HO DPR 5 | Procurement of energy efficient HT motors at Bhusawal TPS, Koradi TPS, Chandrapur TPS, khaperkheda TPS, Parli TPS & Paras TPS as insurance spares | MERC/TECH 1/CAPEX/20142015/01218 | 2014-11-25 | 2.22 | 0 | 0 | 0 | 0 | 0 |  |  | 0 | 0 | 0 | 0
HO DPR 5.6 | Koradi: Procurement & Commissioning of Energy efficient HT motors (Coal Mill & PA fan) for Unit-7at KTPS | MERC/TECH 1/CAPEX/20142015/01218 | 2014-11-25 | 2.22 | 0.14 | 0.14 | 0 | 0 | 0 |  |  | 0 | 0 | 0 | 0
HO DPR 7 | Installation of Real Time Online Coal-Ash Analyzer at various TPS | MERC/CAPEX/20162017/00774 | 2016-09-30 | 4.0552 | 0 | 0 | 0 | 0 | 0 |  |  | 0 | 0 | 0 | 0
HO DPR 7.2 | Koradi TPS | MERC/CAPEX/20162017/00774 | 2016-09-30 | 4.0552 | 0 | 0 | 0 | 0 | 0 |  |  | 0 | 0 | 0 | 0
HO DPR 8 | Replacement of Fire Tenders at Various Power Stations of Mahagenco | MERC/CAPEX/20172018/4653 | 2017-11-13 | 2.7 | 0 | 0 | 0 | 0 | 0 |  |  | 0 | 0 | 0 | 0
HO DPR 8.1 | Advance Multipurpose Fire Tender for KTPS | MERC/CAPEX/20172018/4653 | 2017-11-13 | 1.45 | 1.7765 | 1.7765 | 0 | 0 | 0 |  |  | 0 | 0 | 0 | 0
HO DPR 8.2 | Normal Multipurpose Fire Tender for KTPS | MERC/CAPEX/20172018/4653 | 2017-11-13 | 1.25 | 2.18 | 2.18 | 0 | 0 | 0 |  |  | 0 | 0 | 0 | 0
0 | IDC | MERC/CAPEX/20172018/4653 | 2017-11-13 | 0 | 0 | 0 | 0 | 0 | 0 |  |  | 0 | 0 | 0 | 0
HO DPR-11 | Reuse of tertiary treated water for Koradi and Khaperkheda Thermal Power Plant from Bhandewadi STP | MERC/CAPEX/MSPGCL/2018-19/1156 | 2018-07-24 | 21.13 | 0 | 0 | 0 | 0 | 0 |  |  | 0 | 0 | 0 | 0
HO DPR 11.1 | Reuse of tertiary treated water for Koradi and Khaperkheda Thermal Power Plant from Bhandewadi STP | MERC/CAPEX/MSPGCL/2018-19/1156 | 2018-07-24 | 20.41 | 10.435 | 10.4338 | 0.0012486 | 0 | 0 |  |  | 0 | 0.0012486 | 0 | 0
0 | IDC | MERC/CAPEX/MSPGCL/2018-19/1156 | 2018-07-24 | 0.72 | 0 | 0 | 0 | 0 | 0 |  |  | 0 | 0 | 0 | 0
HO DPR-12 | Various DPR Schemes for The work of maintaining the zero discharge condition of Pond No. 2 & Pond No.3 and providing the facilities on peripheral area of Pond No.3 such as roads / bridges with lightening arrangement at Koradi TPS | MERC/CAPEX/2018-2019/1242 | 2018-09-22 | 15.7443 | 0 | 0 | 0 | 0 | 0 |  |  | 0 | 0 | 0 | 0
HO DPR 12.1 | The work of maintaining the zero discharge condition of Pond No.2 & Pond No.3 at KTPS Koradi | MERC/CAPEX/2018-2019/1242 | 2018-09-22 | 4.2068 | 0.30539 | 0.30539 | 0 | 0 | 0 |  |  | 0 | 0 | 0 | 0
HO DPR 12.2 | Providing the facilities on peripheral area of Pond No.3 such as roads / bridges with lightening arrangement at Koradi TPS | MERC/CAPEX/2018-2019/1242 | 2018-09-22 | 11.5375 | 8.1964 | 7.792 | 0.40442 | 0 | 0 |  |  | 0 | 0.40442 | 0 | 0
HO DPR 13 | Construction of new Administrative Building for Mahagenco at Vidyut Bhawan, Katol Road, Nagpur | MERC/CAPEX/2021-2022/MSPGCL/063 | 2022-02-12 | 57 | 0 | 0 | 0 | 0 | 0 |  |  | 0 | 0 | 0 | 0
HO DPR 13.1 | Construction of new Administrative Building for Mahagenco at Vidyut Bhawan, Katol Road, Nagpur | MERC/CAPEX/2021-2022/MSPGCL/063 | 2022-02-12 | 54.24 | 0 | 0 | 0 | 0 | 0 |  |  | 0 | 0
0 | IDC | MERC/CAPEX/2021-2022/MSPGCL/063 | 2022-02-12 | 2.76 | 0 | 0 | 0 | 0 | 0 |  |  | 0 | 0
HO DPR 14 | Centralized Monitoring Solution | MERC/CAPEX/MSPGCL/2023-24/0576 | 2023-11-02 | 69.309 | 0 | 0 | 0 | 0 | 0 |  |  | 0 | 0
HO DPR 14.1 | Centralized Monitoring Solution | MERC/CAPEX/MSPGCL/2023-24/0576 | 2023-11-02 | 66.009 | 0 | 0 | 0 | 0 | 0 |  |  | 0 | 0
0 | IDC | MERC/CAPEX/MSPGCL/2023-24/0576 | 2023-11-02 | 3.3 | 0 | 0 | 0 | 0 | 0 |  |  | 0 | 0
0 | 0 | 0 | - | 0 | 0 | 0 | 0 | 0 | 0 |  |  | 0 | 0
0 | (i) Yet to be Submitted to MERC | 0 | - | 0 | 0 | 0 | 0 | 0 | 0 |  |  | 0 | 0
1 | Various plant performance improvement scheme of 210 MW, Unit 06, KTPS | (ii) Yet to be submitted to MERC | - | 0 | 0 | 0 | 0 | 0 | 0 |  |  | 0 | 0
1.1 | Modification / replacement of existing compressor system to reduce auxiliary power consumption of Unit-6 | (ii) Yet to be submitted to MERC | - | 0 | 0 | 0 | 0 | 5 | 5 |  |  | 5 | 0
1.2 | Procurement of 2 Nos. Diesel Engine Driven Pumps at Fire Fighting pump house. | (ii) Yet to be submitted to MERC | - | 0 | 0 | 0 | 0 | 2 | 2 |  |  | 2 | 0
1.3 | Supply ,erection and commissioning of complete mechanical, electrical, C & I and design & engineering of associated structural and architectural works of PLC based pneumatic operated mill reject system | (ii) Yet to be submitted to MERC | - | 0 | 0 | 0 | 0 | 7.12 | 7.12 |  |  | 7.12 | 0
1.4 | Supply ,erection of the modification of existing coal bunker and commissioning of bunker chute assembly with vibrating motor to avoid bunker mouth coal choke up | (ii) Yet to be submitted to MERC | - | 0 | 0 | 0 | 0 | 0 | 0 |  |  | 0 | 0
1.5 | Procurement of S S Tubes for Condenser. | (ii) Yet to be submitted to MERC | - | 0 | 0 | 0 | 0 | 0 | 0 |  |  | 0 | 0
1.6 | Complete replacement of ducting system from Economizer inlet to ESP outlet for Unit-6 | (ii) Yet to be submitted to MERC | - | 0 | 0 | 0 | 0 | 0 | 0 |  |  | 0 | 0
1.7 | Procurement of Economiser coil at Unit-6,KTPS,Koradi | (ii) Yet to be submitted to MERC | - | 0 | 0 | 0 | 0 | 0 | 0 |  |  | 0 | 0
1.8 | Complete replacement of Collecting Plates and Emitting Electodes of ESP of Unit-6 | (ii) Yet to be submitted to MERC | - | 0 | 0 | 0 | 0 | 0 | 0 |  |  | 0 | 0
1.9 | Procurement of 2 nos. higher capacity and energy efficient complete G S pump along with motor. | (ii) Yet to be submitted to MERC | - | 0 | 0 | 0 | 0 | 0 | 0 |  |  | 0 | 0
1.1 | Procurement of Coal mill XRP-803 body with complete assymbly at BM-II,210MW,Unit-6, KTPS,Koradi. | (ii) Yet to be submitted to MERC | - | 0 | 0 | 0 | 0 | 0 | 0 |  |  | 0 | 0
1.11 | Procurement of ID fan complete rotor assembly for Unit-6 | (ii) Yet to be submitted to MERC | - | 0 | 0 | 0 | 0 | 0 | 0 |  |  | 0 | 0
1.12 | Procurement of VT pump for ETP RWP | (ii) Yet to be submitted to MERC | - | 0 | 0 | 0 | 0 | 0 | 0 |  |  | 0 | 0
1.13 | Procurement of Air Preheater Basket for Unit No. 6(228 MW) at KTPS , Koradi. | (ii) Yet to be submitted to MERC | - | 0 | 0 | 0 | 0 | 0 | 0 |  |  | 0 | 0
1.14 | Procurement of FD fan complete rotor assembly for Unit-6 | (ii) Yet to be submitted to MERC | - | 0 | 0 | 0 | 0 | 0 | 0 |  |  | 0 | 0
1.15 | Procurement of BFP Cartridge. | (ii) Yet to be submitted to MERC | - | 0 | 0 | 0 | 0 | 0 | 0 |  |  | 0 | 0
1.16 | Procurement of PA fan complete rotor assembly for Unit-6 | (ii) Yet to be submitted to MERC | - | 0 | 0 | 0 | 0 | 0 | 0 |  |  | 0 | 0
2 | Various Electrical & Instrumentation improvement & upgradation scheme of 210 MW, Unit 06, KTPS | (ii) Yet to be submitted to MERC | - | 0 | 0 | 0 | 0 | 0 | 0 |  |  | 0 | 0
2.1 | Upgradation of LT MCC Feeder above 90 KW by LT ACB for reliability enhancement | (ii) Yet to be submitted to MERC | - | 0 | 0 | 0 | 0 | 3.84 | 3.84 |  |  | 3.84 | 0
2.2 | Upgradation of LT breakers by new technology LT ACB for performance improvement | (ii) Yet to be submitted to MERC | - | 0 | 0 | 0 | 0 | 4.44 | 4.44 |  |  | 4.44 | 0
2.3 | Supply & retrofitting of 6.6 KV motor and 6.6 KV feeder protection with numerical relay & motor & feeder protection for station board. | (ii) Yet to be submitted to MERC | - | 0 | 0 | 0 | 0 | 2 | 2 |  |  | 2 | 0
2.4 | or statutory pollution requirementstack emmission | (ii) Yet to be submitted to MERC | - | 0 | 0 | 0 | 0 | 2 | 2 |  |  | 2 | 0
2.5 | Supply and installation of new VCB for Unit 6 board and outdoor area at 210MW, Koradi TPS | (ii) Yet to be submitted to MERC | - | 0 | 0 | 0 | 0 | 20 | 20 |  |  | 20 | 0
2.6 | DCS system regulates controls across entire plants, waiting too long to upgrade can lead to system abnormal behaviour. So it is required to upgrade our HMI DCS system. | (ii) Yet to be submitted to MERC | - | 0 | 0 | 0 | 0 | 4.73 | 4.73 |  |  | 4.73 | 0
2.7 | Supply, Erection & Commissioning of Distribution Panel of Colony at KTPS,Koradi. | (ii) Yet to be submitted to MERC | - | 0 | 0 | 0 | 0 | 2.1 | 2.1 |  |  | 2.1 | 0
2.8 | Supply, Erection, Testing and commissioning of High Mast Lighting System for Stadium at Koradi Cricket Ground, TYPE-VII Ground, Ground Near Hanuman Mandir under KTPS Colony, Koradi. | (ii) Yet to be submitted to MERC | - | 0 | 0 | 0 | 0 | 3.5 | 3.5 |  |  | 3.5 | 0
2.9 | Upgrading of stacker reclaimer with PLC panel by replacing existing relay logic panel. | (ii) Yet to be submitted to MERC | - | 0 | 0 | 0 | 0 | 1 | 1 |  |  | 1 | 0
2.1 | Provision, modification, retrofitting and revamping of lighting system at 210 MW, KTPS, Koradi. | (ii) Yet to be submitted to MERC | - | 0 | 0 | 0 | 0 | 0 | 0 |  |  | 0 | 0
2.11 | for smooth running of system ACNCS to be upgraded. | (ii) Yet to be submitted to MERC | - | 0 | 0 | 0 | 0 | 0 | 0 |  |  | 0 | 0
2.12 | Provision, modification and revamping of HT & LT CABLE laying system | (ii) Yet to be submitted to MERC | - | 0 | 0 | 0 | 0 | 0 | 0 |  |  | 0 | 0
2.13 | Replacement of meter cabinet of staff quarters buildings at KTPS,Koradi. | (ii) Yet to be submitted to MERC | - | 0 | 0 | 0 | 0 | 0 | 0 |  |  | 0 | 0
2.14 | Procurement of energy efficient H.T. motor for Impact Crusher and various L.T. motors for CHP 210MW. | (ii) Yet to be submitted to MERC | - | 0 | 0 | 0 | 0 | 0 | 0 |  |  | 0 | 0
2.15 | Procurement of enegy efficient LT motors for 210 MW,KTPS | (ii) Yet to be submitted to MERC | - | 0 | 0 | 0 | 0 | 0 | 0 |  |  | 0 | 0
2.16 | Procurement installation and comm of VFD for fire fighting pumps | (ii) Yet to be submitted to MERC | - | 0 | 0 | 0 | 0 | 0 | 0 |  |  | 0 | 0
2.17 | Procurement & installation single STOCK processor | (ii) Yet to be submitted to MERC | - | 0 | 0 | 0 | 0 | 0 | 0 |  |  | 0 | 0
2.18 | Refurbishment of existing MCC board of the Stacker reclaimer | (ii) Yet to be submitted to MERC | - | 0 | 0 | 0 | 0 | 0 | 0 |  |  | 0 | 0
2.19 | Supply, erection, commissioning of Energy monitoring system along with its software | (ii) Yet to be submitted to MERC | - | 0 | 0 | 0 | 0 | 0 | 0 |  |  | 0 | 0
2.2 | To upgrade existing installed effluent analyser with software & other hardware for remote calibration & direct data transmission. | (ii) Yet to be submitted to MERC | - | 0 | 0 | 0 | 0 | 0 | 0 |  |  | 0 | 0
2.21 | Various Electrical & Instrumentation improvement & upgradation scheme of 210 MW, Unit 06, KTPS | (ii) Yet to be submitted to MERC | - | 0 | 0 | 0 | 0 | 0 | 0 |  |  | 0 | 0
2.22 | Procurement installation and comm of VFD for CEP and compressors | (ii) Yet to be submitted to MERC | - | 0 | 0 | 0 | 0 | 0 | 0 |  |  | 0 | 0
2.23 | Procurement & installation of power saving plates for 210 mW, KTPS, koradi | (ii) Yet to be submitted to MERC | - | 0 | 0 | 0 | 0 | 0 | 0 |  |  | 0 | 0
2.24 | Procurement & installation of insulation monitoring system for 210 mW, KTPS, koradi | (ii) Yet to be submitted to MERC | - | 0 | 0 | 0 | 0 | 0 | 0 |  |  | 0 | 0
2.25 | Drum level and FST level measurement through hydrastep. | (ii) Yet to be submitted to MERC | - | 0 | 0 | 0 | 0 | 0 | 0 |  |  | 0 | 0
2.26 | Renovation of CCTV system at Augumentation plant CHP 210MW | (ii) Yet to be submitted to MERC | - | 0 | 0 | 0 | 0 | 0 | 0 |  |  | 0 | 0
2.27 | upgradation of various LT boards at unit no. 6, 210 MW | (ii) Yet to be submitted to MERC | - | 0 | 0 | 0 | 0 | 0 | 0 |  |  | 0 | 0
3 | Various Coal Handling plant performance improvement scheme of 210 MW, Unit 06, KTPS | (ii) Yet to be submitted to MERC | - | 0 | 0 | 0 | 0 | 0 | 0 |  |  | 0 | 0
3.1 | CHP IMPROVEMENT OF WAGON UNLOADING TO BUNKERING SYSTEM OF AUGMENTATION PLANT,210MW | (ii) Yet to be submitted to MERC | - | 0 | 0 | 0 | 0 | 12.74 | 12.74 |  |  | 12.74 | 0
3.2 | CHP IMPROVEMENT OF STACKING & RECLAIMING SYSTEM INCLUDING STACKER RECLAIMER MACHINE OF AUGMENTATION PLANT,210MW | (ii) Yet to be submitted to MERC | - | 0 | 0 | 0 | 0 | 13.57 | 13.57 |  |  | 13.57 | 0
3.3 | CHP IMPROVEMENT OF STACKING & RECLAIMING SYSTEM INCLUDING STACKER RECLAIMER MACHINE OF AUGMENTATION PLANT,210MW | (ii) Yet to be submitted to MERC | - | 0 | 0 | 0 | 0 | 0 | 0 |  |  | 0 | 0
3.4 | CHP IMPROVEMENT OF STACKING & RECLAIMING SYSTEM INCLUDING STACKER RECLAIMER MACHINE OF AUGMENTATION PLANT,210MW | (ii) Yet to be submitted to MERC | - | 0 | 0 | 0 | 0 | 0 | 0 |  |  | 0 | 0
3.5 | CHP IMPROVEMENT OF STACKING & RECLAIMING SYSTEM INCLUDING STACKER RECLAIMER MACHINE OF AUGMENTATION PLANT,210MW | (ii) Yet to be submitted to MERC | - | 0 | 0 | 0 | 0 | 0 | 0 |  |  | 0 | 0
3.6 | Devloping infrastructure for raw coal ground unloading | (ii) Yet to be submitted to MERC | - | 0 | 0 | 0 | 0 | 0 | 0 |  |  | 0 | 0
4 | Procurement and replacement of entire GS/DM pipings in phase manner | 0 | - | 0 | 0 | 0 | 0 | 10 | 10 |  |  | 10 | 0
5 | Providing New water supply scheme to colony at KTPS, Koradi | 0 | - | 0 | 0 | 0 | 0 | 10 | 10 |  |  | 10 | 0
0 | B) Non-DPR Schemes | 0 | - | 0 | 0 | 0 | 0 | 0 | 0 |  |  | 0 | 0
1 | ABC Powder type DCP Composite Fire Extinguisher | 0 | - | 0 | 1.9778 | 1.9778 | 0 | 0 | 0 |  |  | 0 | 0
2 | Procurment of Complete Air heater Baskets Of Unit-6 210 MW | 0 | - | 0 | 2.72 | 2.72 | 0 | 0 | 0 |  |  | 0 | 0
3 | Procurement of Complete Rotor Assembly with Rotor Blades and Actuating Rod Assembly for PA Fan Type AP2 17/12 for Unit-6, 210MW, KTPS, Koradi | 0 | - | 0 | 4.25 | 4.25 | 0 | 0 | 0 |  |  | 0 | 0
4 | Upgradation Of Dcs System Eas,Bu & Historian Server For Unit 6 210mw, Ktps Koradi | 0 | - | 0 | 1.25 | 1.25 | 0 | 0 | 0 |  |  | 0 | 0
5 | Work of the retrofitting/refurbishment of H2 compressor along with supply of recommended spares for Hydrogen Generation Plant at KTPS, Koradi, 210 MW.” | 0 | - | 0 | 2.31 | 2.31 | 0 | 0 | 0 |  |  | 0 | 0
6 | Design, Engineering, Supply and Installation of Energy Efficient Lighting System at various areas of 210 MW, Koradi TPS. | 0 | - | 0 | 9.27 | 9.27 | 0 | 0 | 0 |  |  | 0 | 0
7 | Providing and laying bituminous macadam surface to various roads and widening of roads, at KTPS colony, Koradi. | 0 | - | 0 | 4.75 | 4.75 | 0 | 0 | 0 |  |  | 0 | 0
8 | 3-E-Procurement of CW pump modified impeller for Unit 6, KTPS, Koradi. | 0 | - | 0 | 0 | 0 | 0 | 0.53 | 0.53 |  |  | 0.53 | 0
9 | 3-C-Procurement of Edwards make vacuum pump along with motor and spares for Unit 6, KTPS, Koradi, 210 MW | 0 | - | 0 | 0 | 0 | 0 | 2.77 | 2.77 |  |  | 2.77 | 0
10 | Procurment of Complete Haudraulic Fluid Coupling | 0 | - | 0 | 0 | 0 | 0 | 1.17 | 1.17 |  |  | 1.17 | 0
11 | Upgradation Of Turbovisary Instrument | 0 | - | 0 | 0 | 0 | 0 | 2.11 | 2.11 |  |  | 2.11 | 0
12 | Supply, Installation, Testing and Commissioning for complete solution and comprehensive protection and monitoring package along with retrofit of allied accessories for Generator Transformer and station transformers for 1 X 228 MW, Unit # 6, KTPS, Koradi | 0 | - | 0 | 0 | 0 | 0 | 12.11 | 12.11 |  |  | 12.11 | 0
13 | Up grading of MCC motor feeder Trolleys of various ratings with the installation of LT Air Circuit Breakers at 210 MW, Koradi TPS | 0 | - | 0 | 0 | 0 | 0 | 3.84 | 3.84 |  |  | 3.84 | 0
14 | Supply, erection, commissioning of Energy monitoring system along with its software | 0 | - | 0 | 0 | 0 | 0 | 0.4 | 0.4 |  |  | 0.4 | 0
15 | Design,erection & commissining of interconnecting short conveyor at chp 210 mw. | 0 | - | 0 | 0 | 0 | 0 | 3.2 | 3.2 |  |  | 3.2 | 0
16 | Supply & retrofitting, commissioning and testing of numerical motor protection, feeder protection and under voltage relays of 6.6 KV HT Station board at U#06,210MW ,KTPS ,koradi | 0 | - | 0 | 0 | 0 | 0 | 2 | 2 |  |  | 2 | 0
17 | Proc. of complete journal assembly with grinding roll for Coal millXRP-803 for U6,210MW | 0 | - | 0 | 0 | 0 | 0 | 2.67 | 2.67 |  |  | 2.67 | 0
18 | Modification & Restoration of APH outlet to ESP inlet flue gas ducts & allied work in U6,210MW,Koradi TPS | 0 | - | 0 | 0 | 0 | 0 | 9.34 | 9.34 |  |  | 9.34 | 0
19 | Construction of Rigid pavement along with RCC DRAIN at 210MW | 0 | - | 0 | 0 | 0 | 0 | 7.55 | 7.55 |  |  | 7.55 | 0
20 | Supply and replacement of recommended spares for Hydrogen Generation Plant at KTPS, Koradi, 210 MW.” | 0 | - | 0 | 0 | 0 | 0 | 2.31 | 2.31 |  |  | 2.31 | 0
0 | SCHEME OF HMI UPGRADATION OF VALMET DNA (METSO) DCS SYSTEM ALONG WITH COMPLETE NETWORKING ARCHITECTURE. | 0 | - | 0 | 0 | 0 | 0 | 0 | 0 |  |  | 0 | 0
0 | Procurement of OEM Gearboxes of important auxiliaries in CHP 210 MW. | 0 | - | 0 | 0 | 0 | 0 | 0 | 0 |  |  | 0 | 0
0 | REVAMPING OF E-POINT GROUND HOPPERS COAL FEEDING SYSTEM & ITS FEEDERS AT CHP 210 MW, KTPS, Koradi. | 0 | - | 0 | 0 | 0 | 0 | 0 | 0 |  |  | 0 | 0
0 | Design,supply, installation and commissioning of high performance energy chain system for bunker tripper trollies at CHP EM 210MW. | 0 | - | 0 | 0 | 0 | 0 | 0 | 0 |  |  | 0 | 0
0 | Design,supply, installation and commissioning of high performance energy chain system forstacker reclaimer at CHP EM 210MW. | 0 | - | 0 | 0 | 0 | 0 | 0 | 0 |  |  | 0 | 0
0 | Supply and installation of battery chargers at CHP EM 210MW. | 0 | - | 0 | 0 | 0 | 0 | 0 | 0 |  |  | 0 | 0
0 | Supply and installation of PLC at Wagon Tippler 4 at CHP EM 210MW. | 0 | - | 0 | 0 | 0 | 0 | 0 | 0 |  |  | 0 | 0
0 | Upgradation of existing manual desk of CHP 210MW by PLC based automated operation for efficient operation of auxillaries at CHP control room at CHP EM 210MW. | 0 | - | 0 | 0 | 0 | 0 | 0 | 0 |  |  | 0 | 0
0 | GENERAL ASSET | 0 | - | 0 | 0 | 0 | 0 | 0 | 0 |  |  | 0 | 0
1 | Vehicles | 0 | - | 0 | 0.10556 | 0.10556 | 0 | 0 | 0 |  |  | 0 | 0
2 | GENERAL ASSET--AKRDFOGA01-OFFICE FURNITURE | N.A. | - | 0 | 2.1231 | 2.1231 | 0 | 0 | 0 |  |  | 0 | 0
3 | GENERAL ASSET--AKRDFOGA02-COMPUTERS,PRINTER,SCANNER | N.A. | - | 0 | 5.3514 | 5.0232 | 0.32816 | 0 | 0 |  |  | 0 | 0.32816
4 | GENERAL ASSET--AKRDFOGA03-AC,WATER COOLER | N.A. | - | 0 | 3.7731 | 3.7413 | 0.031864 | 0 | 0 |  |  | 0 | 0.031864
5 | GENERAL ASSET--AKRDFOGA04-AIR PURIFIER | N.A. | - | 0 | 0.0105 | 0 | 0.0105 | 0 | 0 |  |  | 0 | 0.0105
6 | GENERAL ASSET--OTHER GENERAL ASSET | 0 | - | 0 | 0.052781 | 0.066045 | -0.013264 | 0 | 0 |  |  | 0 | -0.013264
| Total |  |  |  | 877.8272 | 853.281 | 24.5462 | 154.04 | 154.04 | 0 | 0 | 154.04 | 24.5462
FY 2026-27
a) DPR Schemes
(i) Submitted to MERC
1 | EE R&M Koradi Unit 6 | MERC/CAPEX/20102011/00364 | 2010-05-24 | 486.07 | 0 | 0 | 0 | 0 | 0 |  |  | 0 | 0 | 0 | 0
1.1 | EE R&M Koradi Unit 6 | MERC/CAPEX/20102011/00364 | 2010-05-24 | 486.07 | 486.07 | 480.4726 | 5.5974 | 0 | 0 |  |  | 0 | 5.5974 | 0 | 0
2 | Boiler Reengineering for Koradi TPS of Unit 5 & 7 | MERC/CAPEX/20112012/00402 | 2011-05-16 | 273.14 | 0 | 0 | 0 | 0 | 0 |  |  | 0 | 0 | 0 | 0
2.1 | Boiler Reengineering for Koradi TPS of Unit 5 & 7 | MERC/CAPEX/20112012/00402 | 2011-05-16 | 273.14 | 0 | 0 | 0 | 0 | 0 |  |  | 0 | 0 | 0 | 0
3 | Turbine Auxiliary performance Improvements schemes at Koradi TPS (Unit 5 & 7) | MERC/TECH 1/CAPEX/20122013/2283 | 2013-01-09 | 15.88 | 0 | 0 | 0 | 0 | 0 |  |  | 0 | 0 | 0 | 0
3.1 | Procurement of modified upgraded boiler feed pump (Type -200KHI/S) having energy efficient cartridge for unit 5 & 7 , KTPS. | MERC/TECH 1/CAPEX/20122013/2283 | 2013-01-09 | 14.245 | 9.41 | 9.41 | 0 | 0 | 0 |  |  | 0 | 0 | 0 | 0
3.2 | Steam path audit of Unit no,5 & 7 | MERC/TECH 1/CAPEX/20122013/2283 | 2013-01-09 | 0.45 | 0 | 0 | 0 | 0 | 0 |  |  | 0 | 0 | 0 | 0
0 | IDC | MERC/TECH 1/CAPEX/20122013/2283 | 2013-01-09 | 1.185 | 0 | 0 | 0 | 0 | 0 |  |  | 0 | 0 | 0 | 0
4 | Improvement in performance monitoring of different areas | MERC/TECH 1/CAPEX/20122013/02326 | 2013-01-11 | 18.3101 | 0 | 0 | 0 | 0 | 0 |  |  | 0 | 0 | 0 | 0
4.1 | Installation & Commissioning of “CCTV for boiler flame monitoring” In Unit no.5 & 6 at KTPS | MERC/TECH 1/CAPEX/20122013/02326 | 2013-01-11 | 0.349 | 0 | 0 | 0 | 0 | 0 |  |  | 0 | 0 | 0 | 0
4.2 | Implementation of ‘‘ Digital Control System along with online vibrations monitoring of HT auxiliaries, online turbine vibrations & Flame scanner system” for 210 MW- unit 7, KTPS | MERC/TECH 1/CAPEX/20122013/02326 | 2013-01-11 | 9.0079 | 0 | 0 | 0 | 0 | 0 |  |  | 0 | 0 | 0 | 0
4.3 | Supply, Installation & commissioning of ``Flame Scanner Analyzer ’’ in unit 5 of 200 MW unit KTPS | MERC/TECH 1/CAPEX/20122013/02326 | 2013-01-11 | 0.315 | 0 | 0 | 0 | 0 | 0 |  |  | 0 | 0 | 0 | 0
4.4 | Supply, erection & commissioning of ``Mass Flow meter for F.O. at units 5, & 7 of 210 MW at KTPS | MERC/TECH 1/CAPEX/20122013/02326 | 2013-01-11 | 0.338 | 0.21 | 0.21 | 0 | 0 | 0 |  |  | 0 | 0 | 0 | 0
4.5 | Supply, installation & commissioning of ``Online Vibration Monitoring for HT auxiliary”, for 200 MW- unit 5, KTPS | MERC/TECH 1/CAPEX/20122013/02326 | 2013-01-11 | 0.898 | 0 | 0 | 0 | 0 | 0 |  |  | 0 | 0 | 0 | 0
4.6 | Supply, Erection & commissioning of ``Radar type Level Transmitter” for coal bunker in unit no 5, 6 & 7 for (210 MW) at KTPS | MERC/TECH 1/CAPEX/20122013/02326 | 2013-01-11 | 0.66833 | 0 | 0 | 0 | 0 | 0 |  |  | 0 | 0 | 0 | 0
4.7 | Supply, Installation & commissioning of up gradation of ``Turbovisory system’’ in unit 5 of 200 MW unit KTPS | MERC/TECH 1/CAPEX/20122013/02326 | 2013-01-11 | 0.558 | 0 | 0 | 0 | 0 | 0 |  |  | 0 | 0 | 0 | 0
4.8 | Supply, Installation & commissioning of Hermetically sealed Transformer Sets at ESP of unit 7 at KTPS | MERC/TECH 1/CAPEX/20122013/02326 | 2013-01-11 | 0.875 | 0 | 0 | 0 | 0 | 0 |  |  | 0 | 0 | 0 | 0
4.9 | Supply, installation & commissioning of ‘‘ Smart Energy Management System ’’ in unit 5, 6 & 7, KTPS | MERC/TECH 1/CAPEX/20122013/02326 | 2013-01-11 | 0.5517 | 0 | 0 | 0 | 0 | 0 |  |  | 0 | 0 | 0 | 0
4.10 | Installation of 2 nos. of “Continuous Ambient Air Quality Monitoring Station at KTPS | MERC/TECH 1/CAPEX/20122013/02326 | 2013-01-11 | 2.0364 | 0 | 0 | 0 | 0 | 0 |  |  | 0 | 0 | 0 | 0
4.11 | Procurement of proximate analyzers (2 nos.) for proximate analysis of coal | MERC/TECH 1/CAPEX/20122013/02326 | 2013-01-11 | 0.6902 | 0.45 | 0.45 | 0 | 0 | 0 |  |  | 0 | 0 | 0 | 0
4.12 | Procurement of Ultimate Analyzer (1 No.):- | MERC/TECH 1/CAPEX/20122013/02326 | 2013-01-11 | 0.53257 | 0 | 0 | 0 | 0 | 0 |  |  | 0 | 0 | 0 | 0
0 | IDC | MERC/TECH 1/CAPEX/20122013/02326 | 2013-01-11 | 1.49 | 0 | 0 | 0 | 0 | 0 |  |  | 0 | 0 | 0 | 0
5 | Restoration of Pond No.3 by desilting and providing peripheral earthen bund with desilted soil and other related appratant works of Nallah training, approach road, C.D. Works, pipe culverts etc at Koradi TPS | MERC/CAPEX/20152016/00447 | 2016-08-08 | 56.2228 | 0 | 0 | 0 | 0 | 0 |  |  | 0 | 0 | 0 | 0
5.1 | Desilting and Restoration of Pond No.3. a) Providing earthen bund of 10 Mtr top width by utilizing desilted soil. b) Providing walkway of 12-15 Mtr width inside of main bund by utilizing desilted soil. | MERC/CAPEX/20152016/00447 | 2016-08-08 | 15.4481 | 30.8868 | 30.8186 | 0.068217 | 0 | 0 |  |  | 0 | 0.068217 | 0 | 0
5.2 | C.D. Works across feeder storm drain to Pond No.3. | MERC/CAPEX/20152016/00447 | 2016-08-08 | 2.6032 | 4.8498 | 4.1182 | 0.7316 | 0 | 0 |  |  | 0 | 0.7316 | 0 | 0
5.3 | Construction of RCC Box for carrying 40% Hot Water and road over it to Pond No.3. | MERC/CAPEX/20152016/00447 | 2016-08-08 | 5.7752 | 0.76228 | 0.42008 | 0.3422 | 0 | 0 |  |  | 0 | 0.3422 | 0 | 0
5.4 | Improvement of Hot Water Canal cum natural stream from Pond No.2 to Pond No.3. | MERC/CAPEX/20152016/00447 | 2016-08-08 | 4.4571 | 5.0976 | 5.074 | 0.0236 | 0 | 0 |  |  | 0 | 0.0236 | 0 | 0
5.5 | Sewage Treatment Plant (S.T.P.) proposed on Feeder Nallahs at entry point of Pond No.3. | MERC/CAPEX/20152016/00447 | 2016-08-08 | 3.8 | 0 | 0 | 0 | 0 | 0 |  |  | 0 | 0 | 0 | 0
5.6 | Mechanized de-weeding and desilting by dredging of Pond No.3 at Koradi. | MERC/CAPEX/20152016/00447 | 2016-08-08 | 13.6905 | 9.4754 | 9.4754 | 0 | 0 | 0 |  |  | 0 | 0 | 0 | 0
5.7 | Construction of Bridge and road between Irrigation and Koradi TPS Canal at Koradi. | MERC/CAPEX/20152016/00447 | 2016-08-08 | 1.4808 | 2.655 | 2.478 | 0.177 | 0 | 0 |  |  | 0 | 0.177 | 0 | 0
5.8 | Construction of Bridge cum Bandhara on spill channel of Pond No. 3 at Koradi. | MERC/CAPEX/20152016/00447 | 2016-08-08 | 3.5879 | 6.2068 | 6.2068 | 0 | 0 | 0 |  |  | 0 | 0 | 0 | 0
0 | IDC | MERC/CAPEX/20152016/00447 | 2016-08-08 | 5.38 | 0 | 0 | 0 | 0 | 0 |  |  | 0 | 0 | 0 | 0
6 | Supply, Installation & Commissioning of different schemes for MPCB & station requirement at KTPS, Koradi | MERC/CAPEX/20172018/4593 | 2017-11-06 | 11.1434 | 0 | 0 | 0 | 0 | 0 |  |  | 0 | 0 | 0 | 0
6.1 | Procurement of 2 nos. Sky Climber | MERC/CAPEX/20172018/4593 | 2017-11-06 | 0.9258 | 1.028 | 1.028 | 0 | 0 | 0 |  |  | 0 | 0 | 0 | 0
6.2 | Adaptation of Ozonisation tech. for disinfection of Sewage water | MERC/CAPEX/20172018/4593 | 2017-11-06 | 0.4321 | 0.51617 | 0.51617 | 0 | 0 | 0 |  |  | 0 | 0 | 0 | 0
6.3 | Supply, installation, erection & commissioning of various online flow meters | MERC/CAPEX/20172018/4593 | 2017-11-06 | 0.9251 | 0.7234 | 0.72 | 0.0034038 | 0 | 0 |  |  | 0 | 0.0034038 | 0 | 0
6.4 | Installation of on-line Gas Analyzer in unit no. 6 & 7 | MERC/CAPEX/20172018/4593 | 2017-11-06 | 0.8662 | 0.34692 | 0.34692 | 0 | 0 | 0 |  |  | 0 | 0 | 0 | 0
6.5 | LTSH coil for Unit no.7 | MERC/CAPEX/20172018/4593 | 2017-11-06 | 6 | 0 | 0 | 0 | 0 | 0 |  |  | 0 | 0 | 0 | 0
6.6 | Procurement of Gear Box | MERC/CAPEX/20172018/4593 | 2017-11-06 | 0.86417 | 0.86417 | 0.86417 | 0 | 0 | 0 |  |  | 0 | 0 | 0 | 0
6.7 | Procurement of BEML Dozer BD 155 Engine & PTO assembly | MERC/CAPEX/20172018/4593 | 2017-11-06 | 0.44 | 0.58579 | 0.58579 | 0 | 0 | 0 |  |  | 0 | 0 | 0 | 0
0 | IDC | MERC/CAPEX/20172018/4593 | 2017-11-06 | 0.69 | 0 | 0 | 0 | 0 | 0 |  |  | 0 | 0 | 0 | 0
7 | CTR Work (Complete Track Renewal)/ Renovation for existing broad guage railway siding for Koradi TPS. | MERC/CAPEX/20172018/4266 | 2017-09-28 | 13.529 | 0 | 0 | 0 | 0 | 0 |  |  | 0 | 0 | 0 | 0
7.1 | CRT Work (Complete Track Renewal)/ Renovation for existing broad guage railway siding for Koradi TPS. | MERC/CAPEX/20172018/4266 | 2017-09-28 | 13.529 | 17.98 | 17.98 | 0 | 0 | 0 |  |  | 0 | 0 | 0 | 0
8 | Work of construction of WBM Road & drain on filling hot water canal from Pond No. 2 to Pond No. 3 and construction of bridge cum weir on Pond No. 3 parallel to National Highway at Koradi TPS | MERC/CAPEX/20172018/4569 | 2017-11-07 | 12.2831 | 0 | 0 | 0 | 0 | 0 |  |  | 0 | 0 | 0 | 0
8.1 | Construction of WBM road and drain on filling of hot water canal from Pond No.2 to Pond No.3. | MERC/CAPEX/20172018/4569 | 2017-11-07 | 8.5206 | 11.55 | 11.9303 | -0.38034 | 0 | 0 |  |  | 0 | -0.38034 | 0 | 0
8.2 | Construction of bridge cum weir on Pond No.3 parallel to National Highway. | MERC/CAPEX/20172018/4569 | 2017-11-07 | 3.7625 | 3.54 | 3.54 | 0 | 0 | 0 |  |  | 0 | 0 | 0 | 0
10 | Conservation of Koradi Lake, Nagpur under the National Plan for conservation of Aquatic Eco System (NPCA) | MERC/CAPEX/20182019/1256 | 2018-10-01 | 17.48 | 0 | 0 | 0 | 0 | 0 |  |  | 0 | 0 | 0 | 0
10.1 | Conservation of Koradi Lake, Nagpur under the National Plan for conservation of Aquatic Eco System (NPCA) | MERC/CAPEX/20182019/1256 | 2018-10-01 | 17.48 | 17.48 | 11.55 | 5.93 | 0 | 0 |  |  | 0 | 5.93 | 0 | 0
11 | Providing & Construction of various public amenities in the rehabilitated villages of Koradi & Khasara at Koradi TPS | MERC/CAPEX/20182019/0946 | 2018-06-29 | 13.1 | 0 | 0 | 0 | 0 | 0 |  |  | 0 | 0 | 0 | 0
11.1 | Implementation of water supply scheme (W.S.S.) in rehabilitated villages. | MERC/CAPEX/20182019/0946 | 2018-06-29 | 0.79851 | 0.8614 | 0.5192 | 0.3422 | 0 | 0 |  |  | 0 | 0.3422 | 0 | 0
11.2 | Construction of Grampanchayat office building (Additional floor) | MERC/CAPEX/20182019/0946 | 2018-06-29 | 0.24218 | 0.2242 | 0.2242 | 0 | 0 | 0 |  |  | 0 | 0 | 0 | 0
11.3 | Asphalting of Main road and other internal roads in rehabilitated villages. | MERC/CAPEX/20182019/0946 | 2018-06-29 | 4.3519 | 4.71 | 4.71 | 0 | 0 | 0 |  |  | 0 | 0 | 0 | 0
11.4 | Development & construction of Bazar otta in rehabilitated village in Nanda. | MERC/CAPEX/20182019/0946 | 2018-06-29 | 0.50271 | 0.4838 | 0.4838 | 0 | 0 | 0 |  |  | 0 | 0 | 0 | 0
11.5 | Other works as per the directives of Energy Deptt. GoM | MERC/CAPEX/20182019/0946 | 2018-06-29 | 4.657 | 4.465 | 4 | 0.465 | 0 | 0 |  |  | 0 | 0.465 | 0 | 0
11.6 | Asphalting of Main road and other internal roads in rehabilitated villages at Khasara. | MERC/CAPEX/20182019/0946 | 2018-06-29 | 1.4326 | 1.4396 | 1.416 | 0.0236 | 0 | 0 |  |  | 0 | 0.0236 | 0 | 0
11.7 | Construction of Dome structure for Buddha Vihar at Khasara. | MERC/CAPEX/20182019/0946 | 2018-06-29 | 0.1867 | 0.177 | 0.059 | 0.118 | 0 | 0 |  |  | 0 | 0.118 | 0 | 0
11.8 | Construction of compound wall around open premises of Buddha Vihar at Khasara | MERC/CAPEX/20182019/0946 | 2018-06-29 | 0.41622 | 0.354 | 0.354 | 0 | 0 | 0 |  |  | 0 | 0 | 0 | 0
11.9 | a) Construction of toilets block of Khasara school building Rs. 19,15,081.40 b) Development of ground of school Building Khasara Rs. 12,06,026.50 c) Street light on internal roads Rs. 20,00,000.00 at Khasara (L.S. Provision) | MERC/CAPEX/20182019/0946 | 2018-06-29 | 0.51211 | 0.2242 | 0.2242 | 0 | 0 | 0 |  |  | 0 | 0 | 0 | 0
12 | Various DPR Schemes for Providing green belt around Pond No.3, construction of weir & reclaiming natural stream from Pond No. 3 to Kolar River on d/s side of Pond No.3 and deepening of West side of Pond No.3 at Koradi TPS | MERC/CAPEX/20182019/1241 | 2018-09-20 | 28.557 | 0 | 0 | 0 | 0 | 0 |  |  | 0 | 0 | 0 | 0
12.1 | Work of reducing the evaporation losses by protecting Pond No. 3 with green belt | MERC/CAPEX/20182019/1241 | 2018-09-20 | 5.1837 | 0 | 0 | 0 | 0 | 0 |  |  | 0 | 0 | 0 | 0
12.2 | Deepening of West side of Pond No.3 at Koradi | MERC/CAPEX/20182019/1241 | 2018-09-20 | 18.2976 | 11.24 | 11.24 | 0 | 0 | 0 |  |  | 0 | 0 | 0 | 0
12.3 | Construction of Weir on d/s side of Pond No.3 and reclaiming of natural stream / nallah from Pond No.3 to Kolar river | MERC/CAPEX/20182019/1241 | 2018-09-20 | 3.2735 | 0.03 | 0 | 0.03 | 0 | 0 |  |  | 0 | 0.03 | 0 | 0
0 | IDC | MERC/CAPEX/20182019/1241 | 2018-09-20 | 1.8021 | 0 | 0 | 0 | 0 | 0 |  |  | 0 | 0 | 0 | 0
13 | Refurbishment of Coal Handling Plant at Koradi TPS | MERC/CAPEX/2019-20/0130 | 2019-05-08 | 27.41 | 0 | 0 | 0 | 0 | 0 |  |  | 0 | 0 | 0 | 0
13.1 | Old CHP (WT-2 & WT-3) Refurbishment (R&M) at 2 x 210 MW Units ofKoradi Thermal Power Station. | MERC/CAPEX/2019-20/0130 | 2019-05-08 | 19.24 | 22.36 | 18.8206 | 3.5394 | 0 | 0 |  |  | 0 | 3.5394 | 0 | 0
13.2 | Old Reclaiming System’s Refurbishment (R&M) at 2 x 210 MW Units Koradi Thermal Power Station. | MERC/CAPEX/2019-20/0130 | 2019-05-08 | 2.72 | 2.72 | 2.5969 | 0.12311 | 0 | 0 |  |  | 0 | 0.12311 | 0 | 0
13.3 | Junction Tower’s Refurbishment (R&M) of 2 x 210 MW Units of Koradi Thermal Power Station. | MERC/CAPEX/2019-20/0130 | 2019-05-08 | 3.27 | 3.27 | 2.8736 | 0.3964 | 0 | 0 |  |  | 0 | 0.3964 | 0 | 0
0 | IDC | MERC/CAPEX/2019-20/0130 | 2019-05-08 | 2.18 | 0 | 0 | 0 | 0 | 0 |  |  | 0 | 0 | 0 | 0
14 | Various DPR Schemes for Work of strengthening and asphalting on the peripheral earthen embankment of Pond No.3 and part portion of inspection road (Navegaon to Rohana) of Pench intake pipeline from Pench to Pond No. 3 at Koradi | MERC/CAPEX/20182019/021 | 2019-01-19 | 25.1364 | 0 | 0 | 0 | 0 | 0 |  |  | 0 | 0 | 0 | 0
14.1 | Work of strengthening and asphalting on the peripheral earthen embankment of Pond No.3 at Koradi. | MERC/CAPEX/20182019/021 | 2019-01-19 | 11.2959 | 11.3 | 9.79 | 1.51 | 0 | 0 |  |  | 0 | 1.51 | 0 | 0
14.2 | Work of strengthening and asphalting of part portion of inspection road (Navegaon to Rohana) of Pench intake pipeline from Pench to Pond No.3 at Koradi. | MERC/CAPEX/20182019/021 | 2019-01-19 | 13.8405 | 14.3724 | 14.2999 | 0.072514 | 0 | 0 |  |  | 0 | 0.072514 | 0 | 0
0 | IDC | MERC/CAPEX/20182019/021 | 2019-01-19 | 0 | 0 | 0 | 0 | 0 | 0 |  |  | 0 | 0 | 0 | 0
15 | Various Electrical schemes at Unit 6 & 7 and outdoor area for system up-gradation at 210MW Koradi TPS | MERC/CAPEX/2019-2020/735 | 2019-09-16 | 13.2685 | 0 | 0 | 0 | 0 | 0 |  |  | 0 | 0 | 0 | 0
15.1 | Procurement & Replacement of 2250 AH & 220V station battery set and battery charger for U-6 at Koradi TPS 210MW along-with suitable Battery charger. (Including Taxes.) | MERC/CAPEX/2019-2020/735 | 2019-09-16 | 2.95 | 2.87 | 2.87 | 0 | 0 | 0 |  |  | 0 | 0 | 0 | 0
15.2 | Retrofitting of existing VCB to U#7 HT Board, Station area & Outdoor area | MERC/CAPEX/2019-2020/735 | 2019-09-16 | 8.2423 | 0 | 0 | 0 | 0 | 0 |  |  | 0 | 0 | 0 | 0
15.3 | Supply & retrofitting of GT, UAT, 6.6 KV Motor and 6.6 KV feeder protection with numerical relay & for motor & feeder protection for Unit-7. | MERC/CAPEX/2019-2020/735 | 2019-09-16 | 1.0962 | 0 | 0 | 0 | 0 | 0 |  |  | 0 | 0 | 0 | 0
0 | IDC | MERC/CAPEX/2019-2020/735 | 2019-09-16 | 0.98 | 0 | 0 | 0 | 0 | 0 |  |  | 0 | 0 | 0 | 0
16 | Decommissioning & Up-gradation of existing DCS at U#5 with Re-commissioning of the same at U#7 & Procurement of rotating assembly for GS Water Pump at Koradi TPS-210 MW at Koradi TPS | MERC/CAPEX/2019-2020/WFH/SBR/11 | 2020-06-08 | 11.23 | 0 | 0 | 0 | 0 | 0 |  |  | 0 | 0 | 0 | 0
16.1 | Decommissioning & Shifting of M/s ABB make DCS system at KTPS Unit # 5 & Re-commissioning with Up gradation to Symphony Plus at KTPS Unit #7, 210MW Koradi. | MERC/CAPEX/2019-2020/WFH/SBR/11 | 2020-06-08 | 8.97 | 0 | 0 | 0 | 0 | 0 |  |  | 0 | 0 | 0 | 0
16.2 | Supply, erection & commissioning of rotating assembly for general service water pumps at 210 MW, KTPS, Koradi. | MERC/CAPEX/2019-2020/WFH/SBR/11 | 2020-06-08 | 1.9 | 0 | 0 | 0 | 0 | 0 |  |  | 0 | 0 | 0 | 0
0 | IDC | MERC/CAPEX/2019-2020/WFH/SBR/11 | 2020-06-08 | 0.36 | 0 | 0 | 0 | 0 | 0 |  |  | 0 | 0 | 0 | 0
17 | Flue Gas Desulphurization (FGD) System at 10 Nos. of 210 MW Units at Chandrapur, Koradi, Khaperkheda & Nasik TPS | MERC/CAPEX/2021-2022/MSPGCL/097 | 2022-03-14 | 69.43 | 0 | 0 | 0 | 0 | 0 |  |  | 0 | 0 | 0 | 0
17.1 | Flue Gas Desulphurization (FGD) System at Unit #6 Koradi TPS | MERC/CAPEX/2021-2022/MSPGCL/097 | 2022-03-14 | 66.55 | 98.04 | 96.25 | 1.79 | 0 | 0 |  |  | 0 | 1.79 | 0 | 0
0 | IDC | MERC/CAPEX/2021-2022/MSPGCL/097 | 2022-03-14 | 2.88 | 2.88 | 0 | 2.88 | 0 | 0 |  |  | 0 | 2.88 | 0 | 0
HO DPR 2 | Ash Augmentation System at Nasik & Koradi Thermal Power Station | MERC/CAP/DPR/10/08/537 | 2008-03-04 | 26.99 | 0 | 0 | 0 | 0 | 0 |  |  | 0 | 0 | 0 | 0
HO DPR 2.2 | Ash Augmentation System at Koradi Thermal Power Station | MERC/CAP/DPR/10/08/537 | 2008-03-04 | 26.99 | 24.14 | 24.14 | 0 | 0 | 0 |  |  | 0 | 0 | 0 | 0
0 | IDC | MERC/CAP/DPR/10/08/537 | 2008-03-04 | 0 | 0 | 0 | 0 | 0 | 0 |  |  | 0 | 0 | 0 | 0
HO DPR 5 | Procurement of energy efficient HT motors at Bhusawal TPS, Koradi TPS, Chandrapur TPS, khaperkheda TPS, Parli TPS & Paras TPS as insurance spares | MERC/TECH 1/CAPEX/20142015/01218 | 2014-11-25 | 2.22 | 0 | 0 | 0 | 0 | 0 |  |  | 0 | 0 | 0 | 0
HO DPR 5.6 | Koradi: Procurement & Commissioning of Energy efficient HT motors (Coal Mill & PA fan) for Unit-7at KTPS | MERC/TECH 1/CAPEX/20142015/01218 | 2014-11-25 | 2.22 | 0.14 | 0.14 | 0 | 0 | 0 |  |  | 0 | 0 | 0 | 0
HO DPR 7 | Installation of Real Time Online Coal-Ash Analyzer at various TPS | MERC/CAPEX/20162017/00774 | 2016-09-30 | 4.0552 | 0 | 0 | 0 | 0 | 0 |  |  | 0 | 0 | 0 | 0
HO DPR 7.2 | Koradi TPS | MERC/CAPEX/20162017/00774 | 2016-09-30 | 4.0552 | 0 | 0 | 0 | 0 | 0 |  |  | 0 | 0 | 0 | 0
HO DPR 8 | Replacement of Fire Tenders at Various Power Stations of Mahagenco | MERC/CAPEX/20172018/4653 | 2017-11-13 | 2.7 | 0 | 0 | 0 | 0 | 0 |  |  | 0 | 0 | 0 | 0
HO DPR 8.1 | Advance Multipurpose Fire Tender for KTPS | MERC/CAPEX/20172018/4653 | 2017-11-13 | 1.45 | 1.7765 | 1.7765 | 0 | 0 | 0 |  |  | 0 | 0 | 0 | 0
HO DPR 8.2 | Normal Multipurpose Fire Tender for KTPS | MERC/CAPEX/20172018/4653 | 2017-11-13 | 1.25 | 2.18 | 2.18 | 0 | 0 | 0 |  |  | 0 | 0 | 0 | 0
0 | IDC | MERC/CAPEX/20172018/4653 | 2017-11-13 | 0 | 0 | 0 | 0 | 0 | 0 |  |  | 0 | 0 | 0 | 0
HO DPR-11 | Reuse of tertiary treated water for Koradi and Khaperkheda Thermal Power Plant from Bhandewadi STP | MERC/CAPEX/MSPGCL/2018-19/1156 | 2018-07-24 | 21.13 | 0 | 0 | 0 | 0 | 0 |  |  | 0 | 0 | 0 | 0
HO DPR 11.1 | Reuse of tertiary treated water for Koradi and Khaperkheda Thermal Power Plant from Bhandewadi STP | MERC/CAPEX/MSPGCL/2018-19/1156 | 2018-07-24 | 20.41 | 10.435 | 10.4338 | 0.0012486 | 0 | 0 |  |  | 0 | 0.0012486 | 0 | 0
0 | IDC | MERC/CAPEX/MSPGCL/2018-19/1156 | 2018-07-24 | 0.72 | 0 | 0 | 0 | 0 | 0 |  |  | 0 | 0 | 0 | 0
HO DPR-12 | Various DPR Schemes for The work of maintaining the zero discharge condition of Pond No. 2 & Pond No.3 and providing the facilities on peripheral area of Pond No.3 such as roads / bridges with lightening arrangement at Koradi TPS | MERC/CAPEX/2018-2019/1242 | 2018-09-22 | 15.7443 | 0 | 0 | 0 | 0 | 0 |  |  | 0 | 0 | 0 | 0
HO DPR 12.1 | The work of maintaining the zero discharge condition of Pond No.2 & Pond No.3 at KTPS Koradi | MERC/CAPEX/2018-2019/1242 | 2018-09-22 | 4.2068 | 0.30539 | 0.30539 | 0 | 0 | 0 |  |  | 0 | 0 | 0 | 0
HO DPR 12.2 | Providing the facilities on peripheral area of Pond No.3 such as roads / bridges with lightening arrangement at Koradi TPS | MERC/CAPEX/2018-2019/1242 | 2018-09-22 | 11.5375 | 8.1964 | 7.792 | 0.40442 | 0 | 0 |  |  | 0 | 0.40442 | 0 | 0
HO DPR 13 | Construction of new Administrative Building for Mahagenco at Vidyut Bhawan, Katol Road, Nagpur | MERC/CAPEX/2021-2022/MSPGCL/063 | 2022-02-12 | 57 | 0 | 0 | 0 | 0 | 0 |  |  | 0 | 0 | 0 | 0
HO DPR 13.1 | Construction of new Administrative Building for Mahagenco at Vidyut Bhawan, Katol Road, Nagpur | MERC/CAPEX/2021-2022/MSPGCL/063 | 2022-02-12 | 54.24 | 0 | 0 | 0 | 0 | 0 |  |  | 0 | 0
0 | IDC | MERC/CAPEX/2021-2022/MSPGCL/063 | 2022-02-12 | 2.76 | 0 | 0 | 0 | 0 | 0 |  |  | 0 | 0
HO DPR 14 | Centralized Monitoring Solution | MERC/CAPEX/MSPGCL/2023-24/0576 | 2023-11-02 | 69.309 | 0 | 0 | 0 | 0 | 0 |  |  | 0 | 0
HO DPR 14.1 | Centralized Monitoring Solution | MERC/CAPEX/MSPGCL/2023-24/0576 | 2023-11-02 | 66.009 | 0 | 0 | 0 | 0 | 0 |  |  | 0 | 0
0 | IDC | MERC/CAPEX/MSPGCL/2023-24/0576 | 2023-11-02 | 3.3 | 0 | 0 | 0 | 0 | 0 |  |  | 0 | 0
0 | 0 | 0 | - | 0 | 0 | 0 | 0 | 0 | 0 |  |  | 0 | 0
0 | (i) Yet to be Submitted to MERC | 0 | - | 0 | 0 | 0 | 0 | 0 | 0 |  |  | 0 | 0
1 | Various plant performance improvement scheme of 210 MW, Unit 06, KTPS | (ii) Yet to be submitted to MERC | - | 0 | 0 | 0 | 0 | 0 | 0 |  |  | 0 | 0
1.1 | Modification / replacement of existing compressor system to reduce auxiliary power consumption of Unit-6 | (ii) Yet to be submitted to MERC | - | 0 | 5 | 5 | 0 | 0 | 0 |  |  | 0 | 0
1.2 | Procurement of 2 Nos. Diesel Engine Driven Pumps at Fire Fighting pump house. | (ii) Yet to be submitted to MERC | - | 0 | 2 | 2 | 0 | 0 | 0 |  |  | 0 | 0
1.3 | Supply ,erection and commissioning of complete mechanical, electrical, C & I and design & engineering of associated structural and architectural works of PLC based pneumatic operated mill reject system | (ii) Yet to be submitted to MERC | - | 0 | 7.12 | 7.12 | 0 | 0 | 0 |  |  | 0 | 0
1.4 | Supply ,erection of the modification of existing coal bunker and commissioning of bunker chute assembly with vibrating motor to avoid bunker mouth coal choke up | (ii) Yet to be submitted to MERC | - | 0 | 0 | 0 | 0 | 7.4 | 7.4 |  |  | 7.4 | 0
1.5 | Procurement of S S Tubes for Condenser. | (ii) Yet to be submitted to MERC | - | 0 | 0 | 0 | 0 | 1 | 1 |  |  | 1 | 0
1.6 | Complete replacement of ducting system from Economizer inlet to ESP outlet for Unit-6 | (ii) Yet to be submitted to MERC | - | 0 | 0 | 0 | 0 | 3 | 3 |  |  | 3 | 0
1.7 | Procurement of Economiser coil at Unit-6,KTPS,Koradi | (ii) Yet to be submitted to MERC | - | 0 | 0 | 0 | 0 | 5 | 5 |  |  | 5 | 0
1.8 | Complete replacement of Collecting Plates and Emitting Electodes of ESP of Unit-6 | (ii) Yet to be submitted to MERC | - | 0 | 0 | 0 | 0 | 0 | 0 |  |  | 0 | 0
1.9 | Procurement of 2 nos. higher capacity and energy efficient complete G S pump along with motor. | (ii) Yet to be submitted to MERC | - | 0 | 0 | 0 | 0 | 0 | 0 |  |  | 0 | 0
1.1 | Procurement of Coal mill XRP-803 body with complete assymbly at BM-II,210MW,Unit-6, KTPS,Koradi. | (ii) Yet to be submitted to MERC | - | 0 | 0 | 0 | 0 | 0 | 0 |  |  | 0 | 0
1.11 | Procurement of ID fan complete rotor assembly for Unit-6 | (ii) Yet to be submitted to MERC | - | 0 | 0 | 0 | 0 | 0 | 0 |  |  | 0 | 0
1.12 | Procurement of VT pump for ETP RWP | (ii) Yet to be submitted to MERC | - | 0 | 0 | 0 | 0 | 0 | 0 |  |  | 0 | 0
1.13 | Procurement of Air Preheater Basket for Unit No. 6(228 MW) at KTPS , Koradi. | (ii) Yet to be submitted to MERC | - | 0 | 0 | 0 | 0 | 0 | 0 |  |  | 0 | 0
1.14 | Procurement of FD fan complete rotor assembly for Unit-6 | (ii) Yet to be submitted to MERC | - | 0 | 0 | 0 | 0 | 0 | 0 |  |  | 0 | 0
1.15 | Procurement of BFP Cartridge. | (ii) Yet to be submitted to MERC | - | 0 | 0 | 0 | 0 | 0 | 0 |  |  | 0 | 0
1.16 | Procurement of PA fan complete rotor assembly for Unit-6 | (ii) Yet to be submitted to MERC | - | 0 | 0 | 0 | 0 | 0 | 0 |  |  | 0 | 0
2 | Various Electrical & Instrumentation improvement & upgradation scheme of 210 MW, Unit 06, KTPS | (ii) Yet to be submitted to MERC | - | 0 | 0 | 0 | 0 | 0 | 0 |  |  | 0 | 0
2.1 | Upgradation of LT MCC Feeder above 90 KW by LT ACB for reliability enhancement | (ii) Yet to be submitted to MERC | - | 0 | 3.84 | 3.84 | 0 | 0 | 0 |  |  | 0 | 0
2.2 | Upgradation of LT breakers by new technology LT ACB for performance improvement | (ii) Yet to be submitted to MERC | - | 0 | 4.44 | 4.44 | 0 | 0 | 0 |  |  | 0 | 0
2.3 | Supply & retrofitting of 6.6 KV motor and 6.6 KV feeder protection with numerical relay & motor & feeder protection for station board. | (ii) Yet to be submitted to MERC | - | 0 | 2 | 2 | 0 | 0 | 0 |  |  | 0 | 0
2.4 | or statutory pollution requirementstack emmission | (ii) Yet to be submitted to MERC | - | 0 | 2 | 2 | 0 | 0 | 0 |  |  | 0 | 0
2.5 | Supply and installation of new VCB for Unit 6 board and outdoor area at 210MW, Koradi TPS | (ii) Yet to be submitted to MERC | - | 0 | 20 | 20 | 0 | 0 | 0 |  |  | 0 | 0
2.6 | DCS system regulates controls across entire plants, waiting too long to upgrade can lead to system abnormal behaviour. So it is required to upgrade our HMI DCS system. | (ii) Yet to be submitted to MERC | - | 0 | 4.73 | 4.73 | 0 | 0 | 0 |  |  | 0 | 0
2.7 | Supply, Erection & Commissioning of Distribution Panel of Colony at KTPS,Koradi. | (ii) Yet to be submitted to MERC | - | 0 | 2.1 | 2.1 | 0 | 0 | 0 |  |  | 0 | 0
2.8 | Supply, Erection, Testing and commissioning of High Mast Lighting System for Stadium at Koradi Cricket Ground, TYPE-VII Ground, Ground Near Hanuman Mandir under KTPS Colony, Koradi. | (ii) Yet to be submitted to MERC | - | 0 | 3.5 | 3.5 | 0 | 0 | 0 |  |  | 0 | 0
2.9 | Upgrading of stacker reclaimer with PLC panel by replacing existing relay logic panel. | (ii) Yet to be submitted to MERC | - | 0 | 1 | 1 | 0 | 0 | 0 |  |  | 0 | 0
2.1 | Provision, modification, retrofitting and revamping of lighting system at 210 MW, KTPS, Koradi. | (ii) Yet to be submitted to MERC | - | 0 | 0 | 0 | 0 | 5 | 5 |  |  | 5 | 0
2.11 | for smooth running of system ACNCS to be upgraded. | (ii) Yet to be submitted to MERC | - | 0 | 0 | 0 | 0 | 2.36 | 2.36 |  |  | 2.36 | 0
2.12 | Provision, modification and revamping of HT & LT CABLE laying system | (ii) Yet to be submitted to MERC | - | 0 | 0 | 0 | 0 | 15 | 15 |  |  | 15 | 0
2.13 | Replacement of meter cabinet of staff quarters buildings at KTPS,Koradi. | (ii) Yet to be submitted to MERC | - | 0 | 0 | 0 | 0 | 4 | 4 |  |  | 4 | 0
2.14 | Procurement of energy efficient H.T. motor for Impact Crusher and various L.T. motors for CHP 210MW. | (ii) Yet to be submitted to MERC | - | 0 | 0 | 0 | 0 | 2.22 | 2.22 |  |  | 2.22 | 0
2.15 | Procurement of enegy efficient LT motors for 210 MW,KTPS | (ii) Yet to be submitted to MERC | - | 0 | 0 | 0 | 0 | 0 | 0 |  |  | 0 | 0
2.16 | Procurement installation and comm of VFD for fire fighting pumps | (ii) Yet to be submitted to MERC | - | 0 | 0 | 0 | 0 | 0 | 0 |  |  | 0 | 0
2.17 | Procurement & installation single STOCK processor | (ii) Yet to be submitted to MERC | - | 0 | 0 | 0 | 0 | 0 | 0 |  |  | 0 | 0
2.18 | Refurbishment of existing MCC board of the Stacker reclaimer | (ii) Yet to be submitted to MERC | - | 0 | 0 | 0 | 0 | 0 | 0 |  |  | 0 | 0
2.19 | Supply, erection, commissioning of Energy monitoring system along with its software | (ii) Yet to be submitted to MERC | - | 0 | 0 | 0 | 0 | 0 | 0 |  |  | 0 | 0
2.2 | To upgrade existing installed effluent analyser with software & other hardware for remote calibration & direct data transmission. | (ii) Yet to be submitted to MERC | - | 0 | 0 | 0 | 0 | 0 | 0 |  |  | 0 | 0
2.21 | Various Electrical & Instrumentation improvement & upgradation scheme of 210 MW, Unit 06, KTPS | (ii) Yet to be submitted to MERC | - | 0 | 0 | 0 | 0 | 0 | 0 |  |  | 0 | 0
2.22 | Procurement installation and comm of VFD for CEP and compressors | (ii) Yet to be submitted to MERC | - | 0 | 0 | 0 | 0 | 0 | 0 |  |  | 0 | 0
2.23 | Procurement & installation of power saving plates for 210 mW, KTPS, koradi | (ii) Yet to be submitted to MERC | - | 0 | 0 | 0 | 0 | 0 | 0 |  |  | 0 | 0
2.24 | Procurement & installation of insulation monitoring system for 210 mW, KTPS, koradi | (ii) Yet to be submitted to MERC | - | 0 | 0 | 0 | 0 | 0 | 0 |  |  | 0 | 0
2.25 | Drum level and FST level measurement through hydrastep. | (ii) Yet to be submitted to MERC | - | 0 | 0 | 0 | 0 | 0 | 0 |  |  | 0 | 0
2.26 | Renovation of CCTV system at Augumentation plant CHP 210MW | (ii) Yet to be submitted to MERC | - | 0 | 0 | 0 | 0 | 0 | 0 |  |  | 0 | 0
2.27 | upgradation of various LT boards at unit no. 6, 210 MW | (ii) Yet to be submitted to MERC | - | 0 | 0 | 0 | 0 | 0 | 0 |  |  | 0 | 0
3 | Various Coal Handling plant performance improvement scheme of 210 MW, Unit 06, KTPS | (ii) Yet to be submitted to MERC | - | 0 | 0 | 0 | 0 | 0 | 0 |  |  | 0 | 0
3.1 | CHP IMPROVEMENT OF WAGON UNLOADING TO BUNKERING SYSTEM OF AUGMENTATION PLANT,210MW | (ii) Yet to be submitted to MERC | - | 0 | 12.74 | 12.74 | 0 | 0 | 0 |  |  | 0 | 0
3.2 | CHP IMPROVEMENT OF STACKING & RECLAIMING SYSTEM INCLUDING STACKER RECLAIMER MACHINE OF AUGMENTATION PLANT,210MW | (ii) Yet to be submitted to MERC | - | 0 | 13.57 | 13.57 | 0 | 0 | 0 |  |  | 0 | 0
3.3 | CHP IMPROVEMENT OF STACKING & RECLAIMING SYSTEM INCLUDING STACKER RECLAIMER MACHINE OF AUGMENTATION PLANT,210MW | (ii) Yet to be submitted to MERC | - | 0 | 0 | 0 | 0 | 8.55 | 8.55 |  |  | 8.55 | 0
3.4 | CHP IMPROVEMENT OF STACKING & RECLAIMING SYSTEM INCLUDING STACKER RECLAIMER MACHINE OF AUGMENTATION PLANT,210MW | (ii) Yet to be submitted to MERC | - | 0 | 0 | 0 | 0 | 0 | 0 |  |  | 0 | 0
3.5 | CHP IMPROVEMENT OF STACKING & RECLAIMING SYSTEM INCLUDING STACKER RECLAIMER MACHINE OF AUGMENTATION PLANT,210MW | (ii) Yet to be submitted to MERC | - | 0 | 0 | 0 | 0 | 0 | 0 |  |  | 0 | 0
3.6 | Devloping infrastructure for raw coal ground unloading | (ii) Yet to be submitted to MERC | - | 0 | 0 | 0 | 0 | 0 | 0 |  |  | 0 | 0
4 | Procurement and replacement of entire GS/DM pipings in phase manner | 0 | - | 0 | 10 | 10 | 0 | 10 | 10 |  |  | 10 | 0
5 | Providing New water supply scheme to colony at KTPS, Koradi | 0 | - | 0 | 10 | 10 | 0 | 10 | 10 |  |  | 10 | 0
0 | B) Non-DPR Schemes | 0 | - | 0 | 0 | 0 | 0 | 0 | 0 |  |  | 0 | 0
1 | ABC Powder type DCP Composite Fire Extinguisher | 0 | - | 0 | 1.9778 | 1.9778 | 0 | 0 | 0 |  |  | 0 | 0
2 | Procurment of Complete Air heater Baskets Of Unit-6 210 MW | 0 | - | 0 | 2.72 | 2.72 | 0 | 0 | 0 |  |  | 0 | 0
3 | Procurement of Complete Rotor Assembly with Rotor Blades and Actuating Rod Assembly for PA Fan Type AP2 17/12 for Unit-6, 210MW, KTPS, Koradi | 0 | - | 0 | 4.25 | 4.25 | 0 | 0 | 0 |  |  | 0 | 0
4 | Upgradation Of Dcs System Eas,Bu & Historian Server For Unit 6 210mw, Ktps Koradi | 0 | - | 0 | 1.25 | 1.25 | 0 | 0 | 0 |  |  | 0 | 0
5 | Work of the retrofitting/refurbishment of H2 compressor along with supply of recommended spares for Hydrogen Generation Plant at KTPS, Koradi, 210 MW.” | 0 | - | 0 | 2.31 | 2.31 | 0 | 0 | 0 |  |  | 0 | 0
6 | Design, Engineering, Supply and Installation of Energy Efficient Lighting System at various areas of 210 MW, Koradi TPS. | 0 | - | 0 | 9.27 | 9.27 | 0 | 0 | 0 |  |  | 0 | 0
7 | Providing and laying bituminous macadam surface to various roads and widening of roads, at KTPS colony, Koradi. | 0 | - | 0 | 4.75 | 4.75 | 0 | 0 | 0 |  |  | 0 | 0
8 | 3-E-Procurement of CW pump modified impeller for Unit 6, KTPS, Koradi. | 0 | - | 0 | 0.53 | 0.53 | 0 | 0 | 0 |  |  | 0 | 0
9 | 3-C-Procurement of Edwards make vacuum pump along with motor and spares for Unit 6, KTPS, Koradi, 210 MW | 0 | - | 0 | 2.77 | 2.77 | 0 | 0 | 0 |  |  | 0 | 0
10 | Procurment of Complete Haudraulic Fluid Coupling | 0 | - | 0 | 1.17 | 1.17 | 0 | 0 | 0 |  |  | 0 | 0
11 | Upgradation Of Turbovisary Instrument | 0 | - | 0 | 2.11 | 2.11 | 0 | 0 | 0 |  |  | 0 | 0
12 | Supply, Installation, Testing and Commissioning for complete solution and comprehensive protection and monitoring package along with retrofit of allied accessories for Generator Transformer and station transformers for 1 X 228 MW, Unit # 6, KTPS, Koradi | 0 | - | 0 | 12.11 | 12.11 | 0 | 0 | 0 |  |  | 0 | 0
13 | Up grading of MCC motor feeder Trolleys of various ratings with the installation of LT Air Circuit Breakers at 210 MW, Koradi TPS | 0 | - | 0 | 3.84 | 3.84 | 0 | 0 | 0 |  |  | 0 | 0
14 | Supply, erection, commissioning of Energy monitoring system along with its software | 0 | - | 0 | 0.4 | 0.4 | 0 | 0 | 0 |  |  | 0 | 0
15 | Design,erection & commissining of interconnecting short conveyor at chp 210 mw. | 0 | - | 0 | 3.2 | 3.2 | 0 | 0 | 0 |  |  | 0 | 0
16 | Supply & retrofitting, commissioning and testing of numerical motor protection, feeder protection and under voltage relays of 6.6 KV HT Station board at U#06,210MW ,KTPS ,koradi | 0 | - | 0 | 2 | 2 | 0 | 0 | 0 |  |  | 0 | 0
17 | Proc. of complete journal assembly with grinding roll for Coal millXRP-803 for U6,210MW | 0 | - | 0 | 2.67 | 2.67 | 0 | 0 | 0 |  |  | 0 | 0
18 | Modification & Restoration of APH outlet to ESP inlet flue gas ducts & allied work in U6,210MW,Koradi TPS | 0 | - | 0 | 9.34 | 9.34 | 0 | 0 | 0 |  |  | 0 | 0
19 | Construction of Rigid pavement along with RCC DRAIN at 210MW | 0 | - | 0 | 7.55 | 7.55 | 0 | 0 | 0 |  |  | 0 | 0
20 | Supply and replacement of recommended spares for Hydrogen Generation Plant at KTPS, Koradi, 210 MW.” | 0 | - | 0 | 2.31 | 2.31 | 0 | 0 | 0 |  |  | 0 | 0
0 | SCHEME OF HMI UPGRADATION OF VALMET DNA (METSO) DCS SYSTEM ALONG WITH COMPLETE NETWORKING ARCHITECTURE. | 0 | - | 0 | 0 | 0 | 0 | 0 | 0 |  |  | 0 | 0
0 | Procurement of OEM Gearboxes of important auxiliaries in CHP 210 MW. | 0 | - | 0 | 0 | 0 | 0 | 0 | 0 |  |  | 0 | 0
0 | REVAMPING OF E-POINT GROUND HOPPERS COAL FEEDING SYSTEM & ITS FEEDERS AT CHP 210 MW, KTPS, Koradi. | 0 | - | 0 | 0 | 0 | 0 | 0 | 0 |  |  | 0 | 0
0 | Design,supply, installation and commissioning of high performance energy chain system for bunker tripper trollies at CHP EM 210MW. | 0 | - | 0 | 0 | 0 | 0 | 1.25 | 1.25 |  |  | 1.25 | 0
0 | Design,supply, installation and commissioning of high performance energy chain system forstacker reclaimer at CHP EM 210MW. | 0 | - | 0 | 0 | 0 | 0 | 4 | 4 |  |  | 4 | 0
0 | Supply and installation of battery chargers at CHP EM 210MW. | 0 | - | 0 | 0 | 0 | 0 | 1 | 1 |  |  | 1 | 0
0 | Supply and installation of PLC at Wagon Tippler 4 at CHP EM 210MW. | 0 | - | 0 | 0 | 0 | 0 | 2 | 2 |  |  | 2 | 0
0 | Upgradation of existing manual desk of CHP 210MW by PLC based automated operation for efficient operation of auxillaries at CHP control room at CHP EM 210MW. | 0 | - | 0 | 0 | 0 | 0 | 7 | 7 |  |  | 7 | 0
0 | GENERAL ASSET | 0 | - | 0 | 0 | 0 | 0 | 0 | 0 |  |  | 0 | 0
1 | Vehicles | 0 | - | 0 | 0.10556 | 0.10556 | 0 | 0 | 0 |  |  | 0 | 0
2 | GENERAL ASSET--AKRDFOGA01-OFFICE FURNITURE | N.A. | - | 0 | 2.1231 | 2.1231 | 0 | 0 | 0 |  |  | 0 | 0
3 | GENERAL ASSET--AKRDFOGA02-COMPUTERS,PRINTER,SCANNER | N.A. | - | 0 | 5.3514 | 5.0232 | 0.32816 | 0 | 0 |  |  | 0 | 0.32816
4 | GENERAL ASSET--AKRDFOGA03-AC,WATER COOLER | N.A. | - | 0 | 3.7731 | 3.7413 | 0.031864 | 0 | 0 |  |  | 0 | 0.031864
5 | GENERAL ASSET--AKRDFOGA04-AIR PURIFIER | N.A. | - | 0 | 0.0105 | 0 | 0.0105 | 0 | 0 |  |  | 0 | 0.0105
6 | GENERAL ASSET--OTHER GENERAL ASSET | 0 | - | 0 | 0.052781 | 0.066045 | -0.013264 | 0 | 0 |  |  | 0 | -0.013264
| Total |  |  |  | 1031.8672 | 1007.321 | 24.5462 | 88.78 | 88.78 | 0 | 0 | 88.78 | 24.5462
FY 2027-28
a) DPR Schemes
(i) Submitted to MERC
1 | EE R&M Koradi Unit 6 | MERC/CAPEX/20102011/00364 | 2010-05-24 | 486.07 | 0 | 0 | 0 | 0 | 0 |  |  | 0 | 0 | 0 | 0
1.1 | EE R&M Koradi Unit 6 | MERC/CAPEX/20102011/00364 | 2010-05-24 | 486.07 | 486.07 | 480.4726 | 5.5974 | 0 | 0 |  |  | 0 | 5.5974 | 0 | 0
2 | Boiler Reengineering for Koradi TPS of Unit 5 & 7 | MERC/CAPEX/20112012/00402 | 2011-05-16 | 273.14 | 0 | 0 | 0 | 0 | 0 |  |  | 0 | 0 | 0 | 0
2.1 | Boiler Reengineering for Koradi TPS of Unit 5 & 7 | MERC/CAPEX/20112012/00402 | 2011-05-16 | 273.14 | 0 | 0 | 0 | 0 | 0 |  |  | 0 | 0 | 0 | 0
3 | Turbine Auxiliary performance Improvements schemes at Koradi TPS (Unit 5 & 7) | MERC/TECH 1/CAPEX/20122013/2283 | 2013-01-09 | 15.88 | 0 | 0 | 0 | 0 | 0 |  |  | 0 | 0 | 0 | 0
3.1 | Procurement of modified upgraded boiler feed pump (Type -200KHI/S) having energy efficient cartridge for unit 5 & 7 , KTPS. | MERC/TECH 1/CAPEX/20122013/2283 | 2013-01-09 | 14.245 | 9.41 | 9.41 | 0 | 0 | 0 |  |  | 0 | 0 | 0 | 0
3.2 | Steam path audit of Unit no,5 & 7 | MERC/TECH 1/CAPEX/20122013/2283 | 2013-01-09 | 0.45 | 0 | 0 | 0 | 0 | 0 |  |  | 0 | 0 | 0 | 0
0 | IDC | MERC/TECH 1/CAPEX/20122013/2283 | 2013-01-09 | 1.185 | 0 | 0 | 0 | 0 | 0 |  |  | 0 | 0 | 0 | 0
4 | Improvement in performance monitoring of different areas | MERC/TECH 1/CAPEX/20122013/02326 | 2013-01-11 | 18.3101 | 0 | 0 | 0 | 0 | 0 |  |  | 0 | 0 | 0 | 0
4.1 | Installation & Commissioning of “CCTV for boiler flame monitoring” In Unit no.5 & 6 at KTPS | MERC/TECH 1/CAPEX/20122013/02326 | 2013-01-11 | 0.349 | 0 | 0 | 0 | 0 | 0 |  |  | 0 | 0 | 0 | 0
4.2 | Implementation of ‘‘ Digital Control System along with online vibrations monitoring of HT auxiliaries, online turbine vibrations & Flame scanner system” for 210 MW- unit 7, KTPS | MERC/TECH 1/CAPEX/20122013/02326 | 2013-01-11 | 9.0079 | 0 | 0 | 0 | 0 | 0 |  |  | 0 | 0 | 0 | 0
4.3 | Supply, Installation & commissioning of ``Flame Scanner Analyzer ’’ in unit 5 of 200 MW unit KTPS | MERC/TECH 1/CAPEX/20122013/02326 | 2013-01-11 | 0.315 | 0 | 0 | 0 | 0 | 0 |  |  | 0 | 0 | 0 | 0
4.4 | Supply, erection & commissioning of ``Mass Flow meter for F.O. at units 5, & 7 of 210 MW at KTPS | MERC/TECH 1/CAPEX/20122013/02326 | 2013-01-11 | 0.338 | 0.21 | 0.21 | 0 | 0 | 0 |  |  | 0 | 0 | 0 | 0
4.5 | Supply, installation & commissioning of ``Online Vibration Monitoring for HT auxiliary”, for 200 MW- unit 5, KTPS | MERC/TECH 1/CAPEX/20122013/02326 | 2013-01-11 | 0.898 | 0 | 0 | 0 | 0 | 0 |  |  | 0 | 0 | 0 | 0
4.6 | Supply, Erection & commissioning of ``Radar type Level Transmitter” for coal bunker in unit no 5, 6 & 7 for (210 MW) at KTPS | MERC/TECH 1/CAPEX/20122013/02326 | 2013-01-11 | 0.66833 | 0 | 0 | 0 | 0 | 0 |  |  | 0 | 0 | 0 | 0
4.7 | Supply, Installation & commissioning of up gradation of ``Turbovisory system’’ in unit 5 of 200 MW unit KTPS | MERC/TECH 1/CAPEX/20122013/02326 | 2013-01-11 | 0.558 | 0 | 0 | 0 | 0 | 0 |  |  | 0 | 0 | 0 | 0
4.8 | Supply, Installation & commissioning of Hermetically sealed Transformer Sets at ESP of unit 7 at KTPS | MERC/TECH 1/CAPEX/20122013/02326 | 2013-01-11 | 0.875 | 0 | 0 | 0 | 0 | 0 |  |  | 0 | 0 | 0 | 0
4.9 | Supply, installation & commissioning of ‘‘ Smart Energy Management System ’’ in unit 5, 6 & 7, KTPS | MERC/TECH 1/CAPEX/20122013/02326 | 2013-01-11 | 0.5517 | 0 | 0 | 0 | 0 | 0 |  |  | 0 | 0 | 0 | 0
4.10 | Installation of 2 nos. of “Continuous Ambient Air Quality Monitoring Station at KTPS | MERC/TECH 1/CAPEX/20122013/02326 | 2013-01-11 | 2.0364 | 0 | 0 | 0 | 0 | 0 |  |  | 0 | 0 | 0 | 0
4.11 | Procurement of proximate analyzers (2 nos.) for proximate analysis of coal | MERC/TECH 1/CAPEX/20122013/02326 | 2013-01-11 | 0.6902 | 0.45 | 0.45 | 0 | 0 | 0 |  |  | 0 | 0 | 0 | 0
4.12 | Procurement of Ultimate Analyzer (1 No.):- | MERC/TECH 1/CAPEX/20122013/02326 | 2013-01-11 | 0.53257 | 0 | 0 | 0 | 0 | 0 |  |  | 0 | 0 | 0 | 0
0 | IDC | MERC/TECH 1/CAPEX/20122013/02326 | 2013-01-11 | 1.49 | 0 | 0 | 0 | 0 | 0 |  |  | 0 | 0 | 0 | 0
5 | Restoration of Pond No.3 by desilting and providing peripheral earthen bund with desilted soil and other related appratant works of Nallah training, approach road, C.D. Works, pipe culverts etc at Koradi TPS | MERC/CAPEX/20152016/00447 | 2016-08-08 | 56.2228 | 0 | 0 | 0 | 0 | 0 |  |  | 0 | 0 | 0 | 0
5.1 | Desilting and Restoration of Pond No.3. a) Providing earthen bund of 10 Mtr top width by utilizing desilted soil. b) Providing walkway of 12-15 Mtr width inside of main bund by utilizing desilted soil. | MERC/CAPEX/20152016/00447 | 2016-08-08 | 15.4481 | 30.8868 | 30.8186 | 0.068217 | 0 | 0 |  |  | 0 | 0.068217 | 0 | 0
5.2 | C.D. Works across feeder storm drain to Pond No.3. | MERC/CAPEX/20152016/00447 | 2016-08-08 | 2.6032 | 4.8498 | 4.1182 | 0.7316 | 0 | 0 |  |  | 0 | 0.7316 | 0 | 0
5.3 | Construction of RCC Box for carrying 40% Hot Water and road over it to Pond No.3. | MERC/CAPEX/20152016/00447 | 2016-08-08 | 5.7752 | 0.76228 | 0.42008 | 0.3422 | 0 | 0 |  |  | 0 | 0.3422 | 0 | 0
5.4 | Improvement of Hot Water Canal cum natural stream from Pond No.2 to Pond No.3. | MERC/CAPEX/20152016/00447 | 2016-08-08 | 4.4571 | 5.0976 | 5.074 | 0.0236 | 0 | 0 |  |  | 0 | 0.0236 | 0 | 0
5.5 | Sewage Treatment Plant (S.T.P.) proposed on Feeder Nallahs at entry point of Pond No.3. | MERC/CAPEX/20152016/00447 | 2016-08-08 | 3.8 | 0 | 0 | 0 | 0 | 0 |  |  | 0 | 0 | 0 | 0
5.6 | Mechanized de-weeding and desilting by dredging of Pond No.3 at Koradi. | MERC/CAPEX/20152016/00447 | 2016-08-08 | 13.6905 | 9.4754 | 9.4754 | 0 | 0 | 0 |  |  | 0 | 0 | 0 | 0
5.7 | Construction of Bridge and road between Irrigation and Koradi TPS Canal at Koradi. | MERC/CAPEX/20152016/00447 | 2016-08-08 | 1.4808 | 2.655 | 2.478 | 0.177 | 0 | 0 |  |  | 0 | 0.177 | 0 | 0
5.8 | Construction of Bridge cum Bandhara on spill channel of Pond No. 3 at Koradi. | MERC/CAPEX/20152016/00447 | 2016-08-08 | 3.5879 | 6.2068 | 6.2068 | 0 | 0 | 0 |  |  | 0 | 0 | 0 | 0
0 | IDC | MERC/CAPEX/20152016/00447 | 2016-08-08 | 5.38 | 0 | 0 | 0 | 0 | 0 |  |  | 0 | 0 | 0 | 0
6 | Supply, Installation & Commissioning of different schemes for MPCB & station requirement at KTPS, Koradi | MERC/CAPEX/20172018/4593 | 2017-11-06 | 11.1434 | 0 | 0 | 0 | 0 | 0 |  |  | 0 | 0 | 0 | 0
6.1 | Procurement of 2 nos. Sky Climber | MERC/CAPEX/20172018/4593 | 2017-11-06 | 0.9258 | 1.028 | 1.028 | 0 | 0 | 0 |  |  | 0 | 0 | 0 | 0
6.2 | Adaptation of Ozonisation tech. for disinfection of Sewage water | MERC/CAPEX/20172018/4593 | 2017-11-06 | 0.4321 | 0.51617 | 0.51617 | 0 | 0 | 0 |  |  | 0 | 0 | 0 | 0
6.3 | Supply, installation, erection & commissioning of various online flow meters | MERC/CAPEX/20172018/4593 | 2017-11-06 | 0.9251 | 0.7234 | 0.72 | 0.0034038 | 0 | 0 |  |  | 0 | 0.0034038 | 0 | 0
6.4 | Installation of on-line Gas Analyzer in unit no. 6 & 7 | MERC/CAPEX/20172018/4593 | 2017-11-06 | 0.8662 | 0.34692 | 0.34692 | 0 | 0 | 0 |  |  | 0 | 0 | 0 | 0
6.5 | LTSH coil for Unit no.7 | MERC/CAPEX/20172018/4593 | 2017-11-06 | 6 | 0 | 0 | 0 | 0 | 0 |  |  | 0 | 0 | 0 | 0
6.6 | Procurement of Gear Box | MERC/CAPEX/20172018/4593 | 2017-11-06 | 0.86417 | 0.86417 | 0.86417 | 0 | 0 | 0 |  |  | 0 | 0 | 0 | 0
6.7 | Procurement of BEML Dozer BD 155 Engine & PTO assembly | MERC/CAPEX/20172018/4593 | 2017-11-06 | 0.44 | 0.58579 | 0.58579 | 0 | 0 | 0 |  |  | 0 | 0 | 0 | 0
0 | IDC | MERC/CAPEX/20172018/4593 | 2017-11-06 | 0.69 | 0 | 0 | 0 | 0 | 0 |  |  | 0 | 0 | 0 | 0
7 | CTR Work (Complete Track Renewal)/ Renovation for existing broad guage railway siding for Koradi TPS. | MERC/CAPEX/20172018/4266 | 2017-09-28 | 13.529 | 0 | 0 | 0 | 0 | 0 |  |  | 0 | 0 | 0 | 0
7.1 | CRT Work (Complete Track Renewal)/ Renovation for existing broad guage railway siding for Koradi TPS. | MERC/CAPEX/20172018/4266 | 2017-09-28 | 13.529 | 17.98 | 17.98 | 0 | 0 | 0 |  |  | 0 | 0 | 0 | 0
8 | Work of construction of WBM Road & drain on filling hot water canal from Pond No. 2 to Pond No. 3 and construction of bridge cum weir on Pond No. 3 parallel to National Highway at Koradi TPS | MERC/CAPEX/20172018/4569 | 2017-11-07 | 12.2831 | 0 | 0 | 0 | 0 | 0 |  |  | 0 | 0 | 0 | 0
8.1 | Construction of WBM road and drain on filling of hot water canal from Pond No.2 to Pond No.3. | MERC/CAPEX/20172018/4569 | 2017-11-07 | 8.5206 | 11.55 | 11.9303 | -0.38034 | 0 | 0 |  |  | 0 | -0.38034 | 0 | 0
8.2 | Construction of bridge cum weir on Pond No.3 parallel to National Highway. | MERC/CAPEX/20172018/4569 | 2017-11-07 | 3.7625 | 3.54 | 3.54 | 0 | 0 | 0 |  |  | 0 | 0 | 0 | 0
10 | Conservation of Koradi Lake, Nagpur under the National Plan for conservation of Aquatic Eco System (NPCA) | MERC/CAPEX/20182019/1256 | 2018-10-01 | 17.48 | 0 | 0 | 0 | 0 | 0 |  |  | 0 | 0 | 0 | 0
10.1 | Conservation of Koradi Lake, Nagpur under the National Plan for conservation of Aquatic Eco System (NPCA) | MERC/CAPEX/20182019/1256 | 2018-10-01 | 17.48 | 17.48 | 11.55 | 5.93 | 0 | 0 |  |  | 0 | 5.93 | 0 | 0
11 | Providing & Construction of various public amenities in the rehabilitated villages of Koradi & Khasara at Koradi TPS | MERC/CAPEX/20182019/0946 | 2018-06-29 | 13.1 | 0 | 0 | 0 | 0 | 0 |  |  | 0 | 0 | 0 | 0
11.1 | Implementation of water supply scheme (W.S.S.) in rehabilitated villages. | MERC/CAPEX/20182019/0946 | 2018-06-29 | 0.79851 | 0.8614 | 0.5192 | 0.3422 | 0 | 0 |  |  | 0 | 0.3422 | 0 | 0
11.2 | Construction of Grampanchayat office building (Additional floor) | MERC/CAPEX/20182019/0946 | 2018-06-29 | 0.24218 | 0.2242 | 0.2242 | 0 | 0 | 0 |  |  | 0 | 0 | 0 | 0
11.3 | Asphalting of Main road and other internal roads in rehabilitated villages. | MERC/CAPEX/20182019/0946 | 2018-06-29 | 4.3519 | 4.71 | 4.71 | 0 | 0 | 0 |  |  | 0 | 0 | 0 | 0
11.4 | Development & construction of Bazar otta in rehabilitated village in Nanda. | MERC/CAPEX/20182019/0946 | 2018-06-29 | 0.50271 | 0.4838 | 0.4838 | 0 | 0 | 0 |  |  | 0 | 0 | 0 | 0
11.5 | Other works as per the directives of Energy Deptt. GoM | MERC/CAPEX/20182019/0946 | 2018-06-29 | 4.657 | 4.465 | 4 | 0.465 | 0 | 0 |  |  | 0 | 0.465 | 0 | 0
11.6 | Asphalting of Main road and other internal roads in rehabilitated villages at Khasara. | MERC/CAPEX/20182019/0946 | 2018-06-29 | 1.4326 | 1.4396 | 1.416 | 0.0236 | 0 | 0 |  |  | 0 | 0.0236 | 0 | 0
11.7 | Construction of Dome structure for Buddha Vihar at Khasara. | MERC/CAPEX/20182019/0946 | 2018-06-29 | 0.1867 | 0.177 | 0.059 | 0.118 | 0 | 0 |  |  | 0 | 0.118 | 0 | 0
11.8 | Construction of compound wall around open premises of Buddha Vihar at Khasara | MERC/CAPEX/20182019/0946 | 2018-06-29 | 0.41622 | 0.354 | 0.354 | 0 | 0 | 0 |  |  | 0 | 0 | 0 | 0
11.9 | a) Construction of toilets block of Khasara school building Rs. 19,15,081.40 b) Development of ground of school Building Khasara Rs. 12,06,026.50 c) Street light on internal roads Rs. 20,00,000.00 at Khasara (L.S. Provision) | MERC/CAPEX/20182019/0946 | 2018-06-29 | 0.51211 | 0.2242 | 0.2242 | 0 | 0 | 0 |  |  | 0 | 0 | 0 | 0
12 | Various DPR Schemes for Providing green belt around Pond No.3, construction of weir & reclaiming natural stream from Pond No. 3 to Kolar River on d/s side of Pond No.3 and deepening of West side of Pond No.3 at Koradi TPS | MERC/CAPEX/20182019/1241 | 2018-09-20 | 28.557 | 0 | 0 | 0 | 0 | 0 |  |  | 0 | 0 | 0 | 0
12.1 | Work of reducing the evaporation losses by protecting Pond No. 3 with green belt | MERC/CAPEX/20182019/1241 | 2018-09-20 | 5.1837 | 0 | 0 | 0 | 0 | 0 |  |  | 0 | 0 | 0 | 0
12.2 | Deepening of West side of Pond No.3 at Koradi | MERC/CAPEX/20182019/1241 | 2018-09-20 | 18.2976 | 11.24 | 11.24 | 0 | 0 | 0 |  |  | 0 | 0 | 0 | 0
12.3 | Construction of Weir on d/s side of Pond No.3 and reclaiming of natural stream / nallah from Pond No.3 to Kolar river | MERC/CAPEX/20182019/1241 | 2018-09-20 | 3.2735 | 0.03 | 0 | 0.03 | 0 | 0 |  |  | 0 | 0.03 | 0 | 0
0 | IDC | MERC/CAPEX/20182019/1241 | 2018-09-20 | 1.8021 | 0 | 0 | 0 | 0 | 0 |  |  | 0 | 0 | 0 | 0
13 | Refurbishment of Coal Handling Plant at Koradi TPS | MERC/CAPEX/2019-20/0130 | 2019-05-08 | 27.41 | 0 | 0 | 0 | 0 | 0 |  |  | 0 | 0 | 0 | 0
13.1 | Old CHP (WT-2 & WT-3) Refurbishment (R&M) at 2 x 210 MW Units ofKoradi Thermal Power Station. | MERC/CAPEX/2019-20/0130 | 2019-05-08 | 19.24 | 22.36 | 18.8206 | 3.5394 | 0 | 0 |  |  | 0 | 3.5394 | 0 | 0
13.2 | Old Reclaiming System’s Refurbishment (R&M) at 2 x 210 MW Units Koradi Thermal Power Station. | MERC/CAPEX/2019-20/0130 | 2019-05-08 | 2.72 | 2.72 | 2.5969 | 0.12311 | 0 | 0 |  |  | 0 | 0.12311 | 0 | 0
13.3 | Junction Tower’s Refurbishment (R&M) of 2 x 210 MW Units of Koradi Thermal Power Station. | MERC/CAPEX/2019-20/0130 | 2019-05-08 | 3.27 | 3.27 | 2.8736 | 0.3964 | 0 | 0 |  |  | 0 | 0.3964 | 0 | 0
0 | IDC | MERC/CAPEX/2019-20/0130 | 2019-05-08 | 2.18 | 0 | 0 | 0 | 0 | 0 |  |  | 0 | 0 | 0 | 0
14 | Various DPR Schemes for Work of strengthening and asphalting on the peripheral earthen embankment of Pond No.3 and part portion of inspection road (Navegaon to Rohana) of Pench intake pipeline from Pench to Pond No. 3 at Koradi | MERC/CAPEX/20182019/021 | 2019-01-19 | 25.1364 | 0 | 0 | 0 | 0 | 0 |  |  | 0 | 0 | 0 | 0
14.1 | Work of strengthening and asphalting on the peripheral earthen embankment of Pond No.3 at Koradi. | MERC/CAPEX/20182019/021 | 2019-01-19 | 11.2959 | 11.3 | 9.79 | 1.51 | 0 | 0 |  |  | 0 | 1.51 | 0 | 0
14.2 | Work of strengthening and asphalting of part portion of inspection road (Navegaon to Rohana) of Pench intake pipeline from Pench to Pond No.3 at Koradi. | MERC/CAPEX/20182019/021 | 2019-01-19 | 13.8405 | 14.3724 | 14.2999 | 0.072514 | 0 | 0 |  |  | 0 | 0.072514 | 0 | 0
0 | IDC | MERC/CAPEX/20182019/021 | 2019-01-19 | 0 | 0 | 0 | 0 | 0 | 0 |  |  | 0 | 0 | 0 | 0
15 | Various Electrical schemes at Unit 6 & 7 and outdoor area for system up-gradation at 210MW Koradi TPS | MERC/CAPEX/2019-2020/735 | 2019-09-16 | 13.2685 | 0 | 0 | 0 | 0 | 0 |  |  | 0 | 0 | 0 | 0
15.1 | Procurement & Replacement of 2250 AH & 220V station battery set and battery charger for U-6 at Koradi TPS 210MW along-with suitable Battery charger. (Including Taxes.) | MERC/CAPEX/2019-2020/735 | 2019-09-16 | 2.95 | 2.87 | 2.87 | 0 | 0 | 0 |  |  | 0 | 0 | 0 | 0
15.2 | Retrofitting of existing VCB to U#7 HT Board, Station area & Outdoor area | MERC/CAPEX/2019-2020/735 | 2019-09-16 | 8.2423 | 0 | 0 | 0 | 0 | 0 |  |  | 0 | 0 | 0 | 0
15.3 | Supply & retrofitting of GT, UAT, 6.6 KV Motor and 6.6 KV feeder protection with numerical relay & for motor & feeder protection for Unit-7. | MERC/CAPEX/2019-2020/735 | 2019-09-16 | 1.0962 | 0 | 0 | 0 | 0 | 0 |  |  | 0 | 0 | 0 | 0
0 | IDC | MERC/CAPEX/2019-2020/735 | 2019-09-16 | 0.98 | 0 | 0 | 0 | 0 | 0 |  |  | 0 | 0 | 0 | 0
16 | Decommissioning & Up-gradation of existing DCS at U#5 with Re-commissioning of the same at U#7 & Procurement of rotating assembly for GS Water Pump at Koradi TPS-210 MW at Koradi TPS | MERC/CAPEX/2019-2020/WFH/SBR/11 | 2020-06-08 | 11.23 | 0 | 0 | 0 | 0 | 0 |  |  | 0 | 0 | 0 | 0
16.1 | Decommissioning & Shifting of M/s ABB make DCS system at KTPS Unit # 5 & Re-commissioning with Up gradation to Symphony Plus at KTPS Unit #7, 210MW Koradi. | MERC/CAPEX/2019-2020/WFH/SBR/11 | 2020-06-08 | 8.97 | 0 | 0 | 0 | 0 | 0 |  |  | 0 | 0 | 0 | 0
16.2 | Supply, erection & commissioning of rotating assembly for general service water pumps at 210 MW, KTPS, Koradi. | MERC/CAPEX/2019-2020/WFH/SBR/11 | 2020-06-08 | 1.9 | 0 | 0 | 0 | 0 | 0 |  |  | 0 | 0 | 0 | 0
0 | IDC | MERC/CAPEX/2019-2020/WFH/SBR/11 | 2020-06-08 | 0.36 | 0 | 0 | 0 | 0 | 0 |  |  | 0 | 0 | 0 | 0
17 | Flue Gas Desulphurization (FGD) System at 10 Nos. of 210 MW Units at Chandrapur, Koradi, Khaperkheda & Nasik TPS | MERC/CAPEX/2021-2022/MSPGCL/097 | 2022-03-14 | 69.43 | 0 | 0 | 0 | 0 | 0 |  |  | 0 | 0 | 0 | 0
17.1 | Flue Gas Desulphurization (FGD) System at Unit #6 Koradi TPS | MERC/CAPEX/2021-2022/MSPGCL/097 | 2022-03-14 | 66.55 | 98.04 | 96.25 | 1.79 | 0 | 0 |  |  | 0 | 1.79 | 0 | 0
0 | IDC | MERC/CAPEX/2021-2022/MSPGCL/097 | 2022-03-14 | 2.88 | 2.88 | 0 | 2.88 | 0 | 0 |  |  | 0 | 2.88 | 0 | 0
HO DPR 2 | Ash Augmentation System at Nasik & Koradi Thermal Power Station | MERC/CAP/DPR/10/08/537 | 2008-03-04 | 26.99 | 0 | 0 | 0 | 0 | 0 |  |  | 0 | 0 | 0 | 0
HO DPR 2.2 | Ash Augmentation System at Koradi Thermal Power Station | MERC/CAP/DPR/10/08/537 | 2008-03-04 | 26.99 | 24.14 | 24.14 | 0 | 0 | 0 |  |  | 0 | 0 | 0 | 0
0 | IDC | MERC/CAP/DPR/10/08/537 | 2008-03-04 | 0 | 0 | 0 | 0 | 0 | 0 |  |  | 0 | 0 | 0 | 0
HO DPR 5 | Procurement of energy efficient HT motors at Bhusawal TPS, Koradi TPS, Chandrapur TPS, khaperkheda TPS, Parli TPS & Paras TPS as insurance spares | MERC/TECH 1/CAPEX/20142015/01218 | 2014-11-25 | 2.22 | 0 | 0 | 0 | 0 | 0 |  |  | 0 | 0 | 0 | 0
HO DPR 5.6 | Koradi: Procurement & Commissioning of Energy efficient HT motors (Coal Mill & PA fan) for Unit-7at KTPS | MERC/TECH 1/CAPEX/20142015/01218 | 2014-11-25 | 2.22 | 0.14 | 0.14 | 0 | 0 | 0 |  |  | 0 | 0 | 0 | 0
HO DPR 7 | Installation of Real Time Online Coal-Ash Analyzer at various TPS | MERC/CAPEX/20162017/00774 | 2016-09-30 | 4.0552 | 0 | 0 | 0 | 0 | 0 |  |  | 0 | 0 | 0 | 0
HO DPR 7.2 | Koradi TPS | MERC/CAPEX/20162017/00774 | 2016-09-30 | 4.0552 | 0 | 0 | 0 | 0 | 0 |  |  | 0 | 0 | 0 | 0
HO DPR 8 | Replacement of Fire Tenders at Various Power Stations of Mahagenco | MERC/CAPEX/20172018/4653 | 2017-11-13 | 2.7 | 0 | 0 | 0 | 0 | 0 |  |  | 0 | 0 | 0 | 0
HO DPR 8.1 | Advance Multipurpose Fire Tender for KTPS | MERC/CAPEX/20172018/4653 | 2017-11-13 | 1.45 | 1.7765 | 1.7765 | 0 | 0 | 0 |  |  | 0 | 0 | 0 | 0
HO DPR 8.2 | Normal Multipurpose Fire Tender for KTPS | MERC/CAPEX/20172018/4653 | 2017-11-13 | 1.25 | 2.18 | 2.18 | 0 | 0 | 0 |  |  | 0 | 0 | 0 | 0
0 | IDC | MERC/CAPEX/20172018/4653 | 2017-11-13 | 0 | 0 | 0 | 0 | 0 | 0 |  |  | 0 | 0 | 0 | 0
HO DPR-11 | Reuse of tertiary treated water for Koradi and Khaperkheda Thermal Power Plant from Bhandewadi STP | MERC/CAPEX/MSPGCL/2018-19/1156 | 2018-07-24 | 21.13 | 0 | 0 | 0 | 0 | 0 |  |  | 0 | 0 | 0 | 0
HO DPR 11.1 | Reuse of tertiary treated water for Koradi and Khaperkheda Thermal Power Plant from Bhandewadi STP | MERC/CAPEX/MSPGCL/2018-19/1156 | 2018-07-24 | 20.41 | 10.435 | 10.4338 | 0.0012486 | 0 | 0 |  |  | 0 | 0.0012486 | 0 | 0
0 | IDC | MERC/CAPEX/MSPGCL/2018-19/1156 | 2018-07-24 | 0.72 | 0 | 0 | 0 | 0 | 0 |  |  | 0 | 0 | 0 | 0
HO DPR-12 | Various DPR Schemes for The work of maintaining the zero discharge condition of Pond No. 2 & Pond No.3 and providing the facilities on peripheral area of Pond No.3 such as roads / bridges with lightening arrangement at Koradi TPS | MERC/CAPEX/2018-2019/1242 | 2018-09-22 | 15.7443 | 0 | 0 | 0 | 0 | 0 |  |  | 0 | 0 | 0 | 0
HO DPR 12.1 | The work of maintaining the zero discharge condition of Pond No.2 & Pond No.3 at KTPS Koradi | MERC/CAPEX/2018-2019/1242 | 2018-09-22 | 4.2068 | 0.30539 | 0.30539 | 0 | 0 | 0 |  |  | 0 | 0 | 0 | 0
HO DPR 12.2 | Providing the facilities on peripheral area of Pond No.3 such as roads / bridges with lightening arrangement at Koradi TPS | MERC/CAPEX/2018-2019/1242 | 2018-09-22 | 11.5375 | 8.1964 | 7.792 | 0.40442 | 0 | 0 |  |  | 0 | 0.40442 | 0 | 0
HO DPR 13 | Construction of new Administrative Building for Mahagenco at Vidyut Bhawan, Katol Road, Nagpur | MERC/CAPEX/2021-2022/MSPGCL/063 | 2022-02-12 | 57 | 0 | 0 | 0 | 0 | 0 |  |  | 0 | 0 | 0 | 0
HO DPR 13.1 | Construction of new Administrative Building for Mahagenco at Vidyut Bhawan, Katol Road, Nagpur | MERC/CAPEX/2021-2022/MSPGCL/063 | 2022-02-12 | 54.24 | 0 | 0 | 0 | 0 | 0 |  |  | 0 | 0
0 | IDC | MERC/CAPEX/2021-2022/MSPGCL/063 | 2022-02-12 | 2.76 | 0 | 0 | 0 | 0 | 0 |  |  | 0 | 0
HO DPR 14 | Centralized Monitoring Solution | MERC/CAPEX/MSPGCL/2023-24/0576 | 2023-11-02 | 69.309 | 0 | 0 | 0 | 0 | 0 |  |  | 0 | 0
HO DPR 14.1 | Centralized Monitoring Solution | MERC/CAPEX/MSPGCL/2023-24/0576 | 2023-11-02 | 66.009 | 0 | 0 | 0 | 0 | 0 |  |  | 0 | 0
0 | IDC | MERC/CAPEX/MSPGCL/2023-24/0576 | 2023-11-02 | 3.3 | 0 | 0 | 0 | 0 | 0 |  |  | 0 | 0
0 | 0 | 0 | - | 0 | 0 | 0 | 0 | 0 | 0 |  |  | 0 | 0
0 | (i) Yet to be Submitted to MERC | 0 | - | 0 | 0 | 0 | 0 | 0 | 0 |  |  | 0 | 0
1 | Various plant performance improvement scheme of 210 MW, Unit 06, KTPS | (ii) Yet to be submitted to MERC | - | 0 | 0 | 0 | 0 | 0 | 0 |  |  | 0 | 0
1.1 | Modification / replacement of existing compressor system to reduce auxiliary power consumption of Unit-6 | (ii) Yet to be submitted to MERC | - | 0 | 5 | 5 | 0 | 0 | 0 |  |  | 0 | 0
1.2 | Procurement of 2 Nos. Diesel Engine Driven Pumps at Fire Fighting pump house. | (ii) Yet to be submitted to MERC | - | 0 | 2 | 2 | 0 | 0 | 0 |  |  | 0 | 0
1.3 | Supply ,erection and commissioning of complete mechanical, electrical, C & I and design & engineering of associated structural and architectural works of PLC based pneumatic operated mill reject system | (ii) Yet to be submitted to MERC | - | 0 | 7.12 | 7.12 | 0 | 0 | 0 |  |  | 0 | 0
1.4 | Supply ,erection of the modification of existing coal bunker and commissioning of bunker chute assembly with vibrating motor to avoid bunker mouth coal choke up | (ii) Yet to be submitted to MERC | - | 0 | 7.4 | 7.4 | 0 | 0 | 0 |  |  | 0 | 0
1.5 | Procurement of S S Tubes for Condenser. | (ii) Yet to be submitted to MERC | - | 0 | 1 | 1 | 0 | 0 | 0 |  |  | 0 | 0
1.6 | Complete replacement of ducting system from Economizer inlet to ESP outlet for Unit-6 | (ii) Yet to be submitted to MERC | - | 0 | 3 | 3 | 0 | 0 | 0 |  |  | 0 | 0
1.7 | Procurement of Economiser coil at Unit-6,KTPS,Koradi | (ii) Yet to be submitted to MERC | - | 0 | 5 | 5 | 0 | 0 | 0 |  |  | 0 | 0
1.8 | Complete replacement of Collecting Plates and Emitting Electodes of ESP of Unit-6 | (ii) Yet to be submitted to MERC | - | 0 | 0 | 0 | 0 | 3.5 | 3.5 |  |  | 3.5 | 0
1.9 | Procurement of 2 nos. higher capacity and energy efficient complete G S pump along with motor. | (ii) Yet to be submitted to MERC | - | 0 | 0 | 0 | 0 | 4.5 | 4.5 |  |  | 4.5 | 0
1.1 | Procurement of Coal mill XRP-803 body with complete assymbly at BM-II,210MW,Unit-6, KTPS,Koradi. | (ii) Yet to be submitted to MERC | - | 0 | 0 | 0 | 0 | 5 | 5 |  |  | 5 | 0
1.11 | Procurement of ID fan complete rotor assembly for Unit-6 | (ii) Yet to be submitted to MERC | - | 0 | 0 | 0 | 0 | 0 | 0 |  |  | 0 | 0
1.12 | Procurement of VT pump for ETP RWP | (ii) Yet to be submitted to MERC | - | 0 | 0 | 0 | 0 | 0 | 0 |  |  | 0 | 0
1.13 | Procurement of Air Preheater Basket for Unit No. 6(228 MW) at KTPS , Koradi. | (ii) Yet to be submitted to MERC | - | 0 | 0 | 0 | 0 | 0 | 0 |  |  | 0 | 0
1.14 | Procurement of FD fan complete rotor assembly for Unit-6 | (ii) Yet to be submitted to MERC | - | 0 | 0 | 0 | 0 | 0 | 0 |  |  | 0 | 0
1.15 | Procurement of BFP Cartridge. | (ii) Yet to be submitted to MERC | - | 0 | 0 | 0 | 0 | 0 | 0 |  |  | 0 | 0
1.16 | Procurement of PA fan complete rotor assembly for Unit-6 | (ii) Yet to be submitted to MERC | - | 0 | 0 | 0 | 0 | 0 | 0 |  |  | 0 | 0
2 | Various Electrical & Instrumentation improvement & upgradation scheme of 210 MW, Unit 06, KTPS | (ii) Yet to be submitted to MERC | - | 0 | 0 | 0 | 0 | 0 | 0 |  |  | 0 | 0
2.1 | Upgradation of LT MCC Feeder above 90 KW by LT ACB for reliability enhancement | (ii) Yet to be submitted to MERC | - | 0 | 3.84 | 3.84 | 0 | 0 | 0 |  |  | 0 | 0
2.2 | Upgradation of LT breakers by new technology LT ACB for performance improvement | (ii) Yet to be submitted to MERC | - | 0 | 4.44 | 4.44 | 0 | 0 | 0 |  |  | 0 | 0
2.3 | Supply & retrofitting of 6.6 KV motor and 6.6 KV feeder protection with numerical relay & motor & feeder protection for station board. | (ii) Yet to be submitted to MERC | - | 0 | 2 | 2 | 0 | 0 | 0 |  |  | 0 | 0
2.4 | or statutory pollution requirementstack emmission | (ii) Yet to be submitted to MERC | - | 0 | 2 | 2 | 0 | 0 | 0 |  |  | 0 | 0
2.5 | Supply and installation of new VCB for Unit 6 board and outdoor area at 210MW, Koradi TPS | (ii) Yet to be submitted to MERC | - | 0 | 20 | 20 | 0 | 0 | 0 |  |  | 0 | 0
2.6 | DCS system regulates controls across entire plants, waiting too long to upgrade can lead to system abnormal behaviour. So it is required to upgrade our HMI DCS system. | (ii) Yet to be submitted to MERC | - | 0 | 4.73 | 4.73 | 0 | 0 | 0 |  |  | 0 | 0
2.7 | Supply, Erection & Commissioning of Distribution Panel of Colony at KTPS,Koradi. | (ii) Yet to be submitted to MERC | - | 0 | 2.1 | 2.1 | 0 | 0 | 0 |  |  | 0 | 0
2.8 | Supply, Erection, Testing and commissioning of High Mast Lighting System for Stadium at Koradi Cricket Ground, TYPE-VII Ground, Ground Near Hanuman Mandir under KTPS Colony, Koradi. | (ii) Yet to be submitted to MERC | - | 0 | 3.5 | 3.5 | 0 | 0 | 0 |  |  | 0 | 0
2.9 | Upgrading of stacker reclaimer with PLC panel by replacing existing relay logic panel. | (ii) Yet to be submitted to MERC | - | 0 | 1 | 1 | 0 | 0 | 0 |  |  | 0 | 0
2.1 | Provision, modification, retrofitting and revamping of lighting system at 210 MW, KTPS, Koradi. | (ii) Yet to be submitted to MERC | - | 0 | 5 | 5 | 0 | 0 | 0 |  |  | 0 | 0
2.11 | for smooth running of system ACNCS to be upgraded. | (ii) Yet to be submitted to MERC | - | 0 | 2.36 | 2.36 | 0 | 0 | 0 |  |  | 0 | 0
2.12 | Provision, modification and revamping of HT & LT CABLE laying system | (ii) Yet to be submitted to MERC | - | 0 | 15 | 15 | 0 | 0 | 0 |  |  | 0 | 0
2.13 | Replacement of meter cabinet of staff quarters buildings at KTPS,Koradi. | (ii) Yet to be submitted to MERC | - | 0 | 4 | 4 | 0 | 0 | 0 |  |  | 0 | 0
2.14 | Procurement of energy efficient H.T. motor for Impact Crusher and various L.T. motors for CHP 210MW. | (ii) Yet to be submitted to MERC | - | 0 | 2.22 | 2.22 | 0 | 0 | 0 |  |  | 0 | 0
2.15 | Procurement of enegy efficient LT motors for 210 MW,KTPS | (ii) Yet to be submitted to MERC | - | 0 | 0 | 0 | 0 | 2 | 2 |  |  | 2 | 0
2.16 | Procurement installation and comm of VFD for fire fighting pumps | (ii) Yet to be submitted to MERC | - | 0 | 0 | 0 | 0 | 5 | 5 |  |  | 5 | 0
2.17 | Procurement & installation single STOCK processor | (ii) Yet to be submitted to MERC | - | 0 | 0 | 0 | 0 | 1.5 | 1.5 |  |  | 1.5 | 0
2.18 | Refurbishment of existing MCC board of the Stacker reclaimer | (ii) Yet to be submitted to MERC | - | 0 | 0 | 0 | 0 | 0.2 | 0.2 |  |  | 0.2 | 0
2.19 | Supply, erection, commissioning of Energy monitoring system along with its software | (ii) Yet to be submitted to MERC | - | 0 | 0 | 0 | 0 | 0 | 0 |  |  | 0 | 0
2.2 | To upgrade existing installed effluent analyser with software & other hardware for remote calibration & direct data transmission. | (ii) Yet to be submitted to MERC | - | 0 | 0 | 0 | 0 | 0 | 0 |  |  | 0 | 0
2.21 | Various Electrical & Instrumentation improvement & upgradation scheme of 210 MW, Unit 06, KTPS | (ii) Yet to be submitted to MERC | - | 0 | 0 | 0 | 0 | 0 | 0 |  |  | 0 | 0
2.22 | Procurement installation and comm of VFD for CEP and compressors | (ii) Yet to be submitted to MERC | - | 0 | 0 | 0 | 0 | 0 | 0 |  |  | 0 | 0
2.23 | Procurement & installation of power saving plates for 210 mW, KTPS, koradi | (ii) Yet to be submitted to MERC | - | 0 | 0 | 0 | 0 | 0 | 0 |  |  | 0 | 0
2.24 | Procurement & installation of insulation monitoring system for 210 mW, KTPS, koradi | (ii) Yet to be submitted to MERC | - | 0 | 0 | 0 | 0 | 0 | 0 |  |  | 0 | 0
2.25 | Drum level and FST level measurement through hydrastep. | (ii) Yet to be submitted to MERC | - | 0 | 0 | 0 | 0 | 0 | 0 |  |  | 0 | 0
2.26 | Renovation of CCTV system at Augumentation plant CHP 210MW | (ii) Yet to be submitted to MERC | - | 0 | 0 | 0 | 0 | 0 | 0 |  |  | 0 | 0
2.27 | upgradation of various LT boards at unit no. 6, 210 MW | (ii) Yet to be submitted to MERC | - | 0 | 0 | 0 | 0 | 0 | 0 |  |  | 0 | 0
3 | Various Coal Handling plant performance improvement scheme of 210 MW, Unit 06, KTPS | (ii) Yet to be submitted to MERC | - | 0 | 0 | 0 | 0 | 0 | 0 |  |  | 0 | 0
3.1 | CHP IMPROVEMENT OF WAGON UNLOADING TO BUNKERING SYSTEM OF AUGMENTATION PLANT,210MW | (ii) Yet to be submitted to MERC | - | 0 | 12.74 | 12.74 | 0 | 0 | 0 |  |  | 0 | 0
3.2 | CHP IMPROVEMENT OF STACKING & RECLAIMING SYSTEM INCLUDING STACKER RECLAIMER MACHINE OF AUGMENTATION PLANT,210MW | (ii) Yet to be submitted to MERC | - | 0 | 13.57 | 13.57 | 0 | 0 | 0 |  |  | 0 | 0
3.3 | CHP IMPROVEMENT OF STACKING & RECLAIMING SYSTEM INCLUDING STACKER RECLAIMER MACHINE OF AUGMENTATION PLANT,210MW | (ii) Yet to be submitted to MERC | - | 0 | 8.55 | 8.55 | 0 | 0 | 0 |  |  | 0 | 0
3.4 | CHP IMPROVEMENT OF STACKING & RECLAIMING SYSTEM INCLUDING STACKER RECLAIMER MACHINE OF AUGMENTATION PLANT,210MW | (ii) Yet to be submitted to MERC | - | 0 | 0 | 0 | 0 | 0.89 | 0.89 |  |  | 0.89 | 0
3.5 | CHP IMPROVEMENT OF STACKING & RECLAIMING SYSTEM INCLUDING STACKER RECLAIMER MACHINE OF AUGMENTATION PLANT,210MW | (ii) Yet to be submitted to MERC | - | 0 | 0 | 0 | 0 | 0 | 0 |  |  | 0 | 0
3.6 | Devloping infrastructure for raw coal ground unloading | (ii) Yet to be submitted to MERC | - | 0 | 0 | 0 | 0 | 0 | 0 |  |  | 0 | 0
4 | Procurement and replacement of entire GS/DM pipings in phase manner | 0 | - | 0 | 20 | 20 | 0 | 10 | 10 |  |  | 10 | 0
5 | Providing New water supply scheme to colony at KTPS, Koradi | 0 | - | 0 | 20 | 20 | 0 | 5.1 | 5.1 |  |  | 5.1 | 0
0 | B) Non-DPR Schemes | 0 | - | 0 | 0 | 0 | 0 | 0 | 0 |  |  | 0 | 0
1 | ABC Powder type DCP Composite Fire Extinguisher | 0 | - | 0 | 1.9778 | 1.9778 | 0 | 0 | 0 |  |  | 0 | 0
2 | Procurment of Complete Air heater Baskets Of Unit-6 210 MW | 0 | - | 0 | 2.72 | 2.72 | 0 | 0 | 0 |  |  | 0 | 0
3 | Procurement of Complete Rotor Assembly with Rotor Blades and Actuating Rod Assembly for PA Fan Type AP2 17/12 for Unit-6, 210MW, KTPS, Koradi | 0 | - | 0 | 4.25 | 4.25 | 0 | 0 | 0 |  |  | 0 | 0
4 | Upgradation Of Dcs System Eas,Bu & Historian Server For Unit 6 210mw, Ktps Koradi | 0 | - | 0 | 1.25 | 1.25 | 0 | 0 | 0 |  |  | 0 | 0
5 | Work of the retrofitting/refurbishment of H2 compressor along with supply of recommended spares for Hydrogen Generation Plant at KTPS, Koradi, 210 MW.” | 0 | - | 0 | 2.31 | 2.31 | 0 | 0 | 0 |  |  | 0 | 0
6 | Design, Engineering, Supply and Installation of Energy Efficient Lighting System at various areas of 210 MW, Koradi TPS. | 0 | - | 0 | 9.27 | 9.27 | 0 | 0 | 0 |  |  | 0 | 0
7 | Providing and laying bituminous macadam surface to various roads and widening of roads, at KTPS colony, Koradi. | 0 | - | 0 | 4.75 | 4.75 | 0 | 0 | 0 |  |  | 0 | 0
8 | 3-E-Procurement of CW pump modified impeller for Unit 6, KTPS, Koradi. | 0 | - | 0 | 0.53 | 0.53 | 0 | 0 | 0 |  |  | 0 | 0
9 | 3-C-Procurement of Edwards make vacuum pump along with motor and spares for Unit 6, KTPS, Koradi, 210 MW | 0 | - | 0 | 2.77 | 2.77 | 0 | 0 | 0 |  |  | 0 | 0
10 | Procurment of Complete Haudraulic Fluid Coupling | 0 | - | 0 | 1.17 | 1.17 | 0 | 0 | 0 |  |  | 0 | 0
11 | Upgradation Of Turbovisary Instrument | 0 | - | 0 | 2.11 | 2.11 | 0 | 0 | 0 |  |  | 0 | 0
12 | Supply, Installation, Testing and Commissioning for complete solution and comprehensive protection and monitoring package along with retrofit of allied accessories for Generator Transformer and station transformers for 1 X 228 MW, Unit # 6, KTPS, Koradi | 0 | - | 0 | 12.11 | 12.11 | 0 | 0 | 0 |  |  | 0 | 0
13 | Up grading of MCC motor feeder Trolleys of various ratings with the installation of LT Air Circuit Breakers at 210 MW, Koradi TPS | 0 | - | 0 | 3.84 | 3.84 | 0 | 0 | 0 |  |  | 0 | 0
14 | Supply, erection, commissioning of Energy monitoring system along with its software | 0 | - | 0 | 0.4 | 0.4 | 0 | 0 | 0 |  |  | 0 | 0
15 | Design,erection & commissining of interconnecting short conveyor at chp 210 mw. | 0 | - | 0 | 3.2 | 3.2 | 0 | 0 | 0 |  |  | 0 | 0
16 | Supply & retrofitting, commissioning and testing of numerical motor protection, feeder protection and under voltage relays of 6.6 KV HT Station board at U#06,210MW ,KTPS ,koradi | 0 | - | 0 | 2 | 2 | 0 | 0 | 0 |  |  | 0 | 0
17 | Proc. of complete journal assembly with grinding roll for Coal millXRP-803 for U6,210MW | 0 | - | 0 | 2.67 | 2.67 | 0 | 0 | 0 |  |  | 0 | 0
18 | Modification & Restoration of APH outlet to ESP inlet flue gas ducts & allied work in U6,210MW,Koradi TPS | 0 | - | 0 | 9.34 | 9.34 | 0 | 0 | 0 |  |  | 0 | 0
19 | Construction of Rigid pavement along with RCC DRAIN at 210MW | 0 | - | 0 | 7.55 | 7.55 | 0 | 0 | 0 |  |  | 0 | 0
20 | Supply and replacement of recommended spares for Hydrogen Generation Plant at KTPS, Koradi, 210 MW.” | 0 | - | 0 | 2.31 | 2.31 | 0 | 0 | 0 |  |  | 0 | 0
0 | SCHEME OF HMI UPGRADATION OF VALMET DNA (METSO) DCS SYSTEM ALONG WITH COMPLETE NETWORKING ARCHITECTURE. | 0 | - | 0 | 0 | 0 | 0 | 0 | 0 |  |  | 0 | 0
0 | Procurement of OEM Gearboxes of important auxiliaries in CHP 210 MW. | 0 | - | 0 | 0 | 0 | 0 | 0 | 0 |  |  | 0 | 0
0 | REVAMPING OF E-POINT GROUND HOPPERS COAL FEEDING SYSTEM & ITS FEEDERS AT CHP 210 MW, KTPS, Koradi. | 0 | - | 0 | 0 | 0 | 0 | 0 | 0 |  |  | 0 | 0
0 | Design,supply, installation and commissioning of high performance energy chain system for bunker tripper trollies at CHP EM 210MW. | 0 | - | 0 | 1.25 | 1.25 | 0 | 0 | 0 |  |  | 0 | 0
0 | Design,supply, installation and commissioning of high performance energy chain system forstacker reclaimer at CHP EM 210MW. | 0 | - | 0 | 4 | 4 | 0 | 0 | 0 |  |  | 0 | 0
0 | Supply and installation of battery chargers at CHP EM 210MW. | 0 | - | 0 | 1 | 1 | 0 | 0 | 0 |  |  | 0 | 0
0 | Supply and installation of PLC at Wagon Tippler 4 at CHP EM 210MW. | 0 | - | 0 | 2 | 2 | 0 | 0 | 0 |  |  | 0 | 0
0 | Upgradation of existing manual desk of CHP 210MW by PLC based automated operation for efficient operation of auxillaries at CHP control room at CHP EM 210MW. | 0 | - | 0 | 7 | 7 | 0 | 0 | 0 |  |  | 0 | 0
0 | GENERAL ASSET | 0 | - | 0 | 0 | 0 | 0 | 0 | 0 |  |  | 0 | 0
1 | Vehicles | 0 | - | 0 | 0.10556 | 0.10556 | 0 | 0 | 0 |  |  | 0 | 0
2 | GENERAL ASSET--AKRDFOGA01-OFFICE FURNITURE | N.A. | - | 0 | 2.1231 | 2.1231 | 0 | 0 | 0 |  |  | 0 | 0
3 | GENERAL ASSET--AKRDFOGA02-COMPUTERS,PRINTER,SCANNER | N.A. | - | 0 | 5.3514 | 5.0232 | 0.32816 | 0 | 0 |  |  | 0 | 0.32816
4 | GENERAL ASSET--AKRDFOGA03-AC,WATER COOLER | N.A. | - | 0 | 3.7731 | 3.7413 | 0.031864 | 0 | 0 |  |  | 0 | 0.031864
5 | GENERAL ASSET--AKRDFOGA04-AIR PURIFIER | N.A. | - | 0 | 0.0105 | 0 | 0.0105 | 0 | 0 |  |  | 0 | 0.0105
6 | GENERAL ASSET--OTHER GENERAL ASSET | 0 | - | 0 | 0.052781 | 0.066045 | -0.013264 | 0 | 0 |  |  | 0 | -0.013264
| Total |  |  |  | 1120.6472 | 1096.101 | 24.5462 | 37.69 | 37.69 | 0 | 0 | 37.69 | 24.5462
FY 2028-29
a) DPR Schemes
(i) Submitted to MERC
1 | EE R&M Koradi Unit 6 | MERC/CAPEX/20102011/00364 | 2010-05-24 | 486.07 | 0 | 0 | 0 | 0 | 0 |  |  | 0 | 0 | 0 | 0
1.1 | EE R&M Koradi Unit 6 | MERC/CAPEX/20102011/00364 | 2010-05-24 | 486.07 | 486.07 | 480.4726 | 5.5974 | 0 | 0 |  |  | 0 | 5.5974 | 0 | 0
2 | Boiler Reengineering for Koradi TPS of Unit 5 & 7 | MERC/CAPEX/20112012/00402 | 2011-05-16 | 273.14 | 0 | 0 | 0 | 0 | 0 |  |  | 0 | 0 | 0 | 0
2.1 | Boiler Reengineering for Koradi TPS of Unit 5 & 7 | MERC/CAPEX/20112012/00402 | 2011-05-16 | 273.14 | 0 | 0 | 0 | 0 | 0 |  |  | 0 | 0 | 0 | 0
3 | Turbine Auxiliary performance Improvements schemes at Koradi TPS (Unit 5 & 7) | MERC/TECH 1/CAPEX/20122013/2283 | 2013-01-09 | 15.88 | 0 | 0 | 0 | 0 | 0 |  |  | 0 | 0 | 0 | 0
3.1 | Procurement of modified upgraded boiler feed pump (Type -200KHI/S) having energy efficient cartridge for unit 5 & 7 , KTPS. | MERC/TECH 1/CAPEX/20122013/2283 | 2013-01-09 | 14.245 | 9.41 | 9.41 | 0 | 0 | 0 |  |  | 0 | 0 | 0 | 0
3.2 | Steam path audit of Unit no,5 & 7 | MERC/TECH 1/CAPEX/20122013/2283 | 2013-01-09 | 0.45 | 0 | 0 | 0 | 0 | 0 |  |  | 0 | 0 | 0 | 0
0 | IDC | MERC/TECH 1/CAPEX/20122013/2283 | 2013-01-09 | 1.185 | 0 | 0 | 0 | 0 | 0 |  |  | 0 | 0 | 0 | 0
4 | Improvement in performance monitoring of different areas | MERC/TECH 1/CAPEX/20122013/02326 | 2013-01-11 | 18.3101 | 0 | 0 | 0 | 0 | 0 |  |  | 0 | 0 | 0 | 0
4.1 | Installation & Commissioning of “CCTV for boiler flame monitoring” In Unit no.5 & 6 at KTPS | MERC/TECH 1/CAPEX/20122013/02326 | 2013-01-11 | 0.349 | 0 | 0 | 0 | 0 | 0 |  |  | 0 | 0 | 0 | 0
4.2 | Implementation of ‘‘ Digital Control System along with online vibrations monitoring of HT auxiliaries, online turbine vibrations & Flame scanner system” for 210 MW- unit 7, KTPS | MERC/TECH 1/CAPEX/20122013/02326 | 2013-01-11 | 9.0079 | 0 | 0 | 0 | 0 | 0 |  |  | 0 | 0 | 0 | 0
4.3 | Supply, Installation & commissioning of ``Flame Scanner Analyzer ’’ in unit 5 of 200 MW unit KTPS | MERC/TECH 1/CAPEX/20122013/02326 | 2013-01-11 | 0.315 | 0 | 0 | 0 | 0 | 0 |  |  | 0 | 0 | 0 | 0
4.4 | Supply, erection & commissioning of ``Mass Flow meter for F.O. at units 5, & 7 of 210 MW at KTPS | MERC/TECH 1/CAPEX/20122013/02326 | 2013-01-11 | 0.338 | 0.21 | 0.21 | 0 | 0 | 0 |  |  | 0 | 0 | 0 | 0
4.5 | Supply, installation & commissioning of ``Online Vibration Monitoring for HT auxiliary”, for 200 MW- unit 5, KTPS | MERC/TECH 1/CAPEX/20122013/02326 | 2013-01-11 | 0.898 | 0 | 0 | 0 | 0 | 0 |  |  | 0 | 0 | 0 | 0
4.6 | Supply, Erection & commissioning of ``Radar type Level Transmitter” for coal bunker in unit no 5, 6 & 7 for (210 MW) at KTPS | MERC/TECH 1/CAPEX/20122013/02326 | 2013-01-11 | 0.66833 | 0 | 0 | 0 | 0 | 0 |  |  | 0 | 0 | 0 | 0
4.7 | Supply, Installation & commissioning of up gradation of ``Turbovisory system’’ in unit 5 of 200 MW unit KTPS | MERC/TECH 1/CAPEX/20122013/02326 | 2013-01-11 | 0.558 | 0 | 0 | 0 | 0 | 0 |  |  | 0 | 0 | 0 | 0
4.8 | Supply, Installation & commissioning of Hermetically sealed Transformer Sets at ESP of unit 7 at KTPS | MERC/TECH 1/CAPEX/20122013/02326 | 2013-01-11 | 0.875 | 0 | 0 | 0 | 0 | 0 |  |  | 0 | 0 | 0 | 0
4.9 | Supply, installation & commissioning of ‘‘ Smart Energy Management System ’’ in unit 5, 6 & 7, KTPS | MERC/TECH 1/CAPEX/20122013/02326 | 2013-01-11 | 0.5517 | 0 | 0 | 0 | 0 | 0 |  |  | 0 | 0 | 0 | 0
4.10 | Installation of 2 nos. of “Continuous Ambient Air Quality Monitoring Station at KTPS | MERC/TECH 1/CAPEX/20122013/02326 | 2013-01-11 | 2.0364 | 0 | 0 | 0 | 0 | 0 |  |  | 0 | 0 | 0 | 0
4.11 | Procurement of proximate analyzers (2 nos.) for proximate analysis of coal | MERC/TECH 1/CAPEX/20122013/02326 | 2013-01-11 | 0.6902 | 0.45 | 0.45 | 0 | 0 | 0 |  |  | 0 | 0 | 0 | 0
4.12 | Procurement of Ultimate Analyzer (1 No.):- | MERC/TECH 1/CAPEX/20122013/02326 | 2013-01-11 | 0.53257 | 0 | 0 | 0 | 0 | 0 |  |  | 0 | 0 | 0 | 0
0 | IDC | MERC/TECH 1/CAPEX/20122013/02326 | 2013-01-11 | 1.49 | 0 | 0 | 0 | 0 | 0 |  |  | 0 | 0 | 0 | 0
5 | Restoration of Pond No.3 by desilting and providing peripheral earthen bund with desilted soil and other related appratant works of Nallah training, approach road, C.D. Works, pipe culverts etc at Koradi TPS | MERC/CAPEX/20152016/00447 | 2016-08-08 | 56.2228 | 0 | 0 | 0 | 0 | 0 |  |  | 0 | 0 | 0 | 0
5.1 | Desilting and Restoration of Pond No.3. a) Providing earthen bund of 10 Mtr top width by utilizing desilted soil. b) Providing walkway of 12-15 Mtr width inside of main bund by utilizing desilted soil. | MERC/CAPEX/20152016/00447 | 2016-08-08 | 15.4481 | 30.8868 | 30.8186 | 0.068217 | 0 | 0 |  |  | 0 | 0.068217 | 0 | 0
5.2 | C.D. Works across feeder storm drain to Pond No.3. | MERC/CAPEX/20152016/00447 | 2016-08-08 | 2.6032 | 4.8498 | 4.1182 | 0.7316 | 0 | 0 |  |  | 0 | 0.7316 | 0 | 0
5.3 | Construction of RCC Box for carrying 40% Hot Water and road over it to Pond No.3. | MERC/CAPEX/20152016/00447 | 2016-08-08 | 5.7752 | 0.76228 | 0.42008 | 0.3422 | 0 | 0 |  |  | 0 | 0.3422 | 0 | 0
5.4 | Improvement of Hot Water Canal cum natural stream from Pond No.2 to Pond No.3. | MERC/CAPEX/20152016/00447 | 2016-08-08 | 4.4571 | 5.0976 | 5.074 | 0.0236 | 0 | 0 |  |  | 0 | 0.0236 | 0 | 0
5.5 | Sewage Treatment Plant (S.T.P.) proposed on Feeder Nallahs at entry point of Pond No.3. | MERC/CAPEX/20152016/00447 | 2016-08-08 | 3.8 | 0 | 0 | 0 | 0 | 0 |  |  | 0 | 0 | 0 | 0
5.6 | Mechanized de-weeding and desilting by dredging of Pond No.3 at Koradi. | MERC/CAPEX/20152016/00447 | 2016-08-08 | 13.6905 | 9.4754 | 9.4754 | 0 | 0 | 0 |  |  | 0 | 0 | 0 | 0
5.7 | Construction of Bridge and road between Irrigation and Koradi TPS Canal at Koradi. | MERC/CAPEX/20152016/00447 | 2016-08-08 | 1.4808 | 2.655 | 2.478 | 0.177 | 0 | 0 |  |  | 0 | 0.177 | 0 | 0
5.8 | Construction of Bridge cum Bandhara on spill channel of Pond No. 3 at Koradi. | MERC/CAPEX/20152016/00447 | 2016-08-08 | 3.5879 | 6.2068 | 6.2068 | 0 | 0 | 0 |  |  | 0 | 0 | 0 | 0
0 | IDC | MERC/CAPEX/20152016/00447 | 2016-08-08 | 5.38 | 0 | 0 | 0 | 0 | 0 |  |  | 0 | 0 | 0 | 0
6 | Supply, Installation & Commissioning of different schemes for MPCB & station requirement at KTPS, Koradi | MERC/CAPEX/20172018/4593 | 2017-11-06 | 11.1434 | 0 | 0 | 0 | 0 | 0 |  |  | 0 | 0 | 0 | 0
6.1 | Procurement of 2 nos. Sky Climber | MERC/CAPEX/20172018/4593 | 2017-11-06 | 0.9258 | 1.028 | 1.028 | 0 | 0 | 0 |  |  | 0 | 0 | 0 | 0
6.2 | Adaptation of Ozonisation tech. for disinfection of Sewage water | MERC/CAPEX/20172018/4593 | 2017-11-06 | 0.4321 | 0.51617 | 0.51617 | 0 | 0 | 0 |  |  | 0 | 0 | 0 | 0
6.3 | Supply, installation, erection & commissioning of various online flow meters | MERC/CAPEX/20172018/4593 | 2017-11-06 | 0.9251 | 0.7234 | 0.72 | 0.0034038 | 0 | 0 |  |  | 0 | 0.0034038 | 0 | 0
6.4 | Installation of on-line Gas Analyzer in unit no. 6 & 7 | MERC/CAPEX/20172018/4593 | 2017-11-06 | 0.8662 | 0.34692 | 0.34692 | 0 | 0 | 0 |  |  | 0 | 0 | 0 | 0
6.5 | LTSH coil for Unit no.7 | MERC/CAPEX/20172018/4593 | 2017-11-06 | 6 | 0 | 0 | 0 | 0 | 0 |  |  | 0 | 0 | 0 | 0
6.6 | Procurement of Gear Box | MERC/CAPEX/20172018/4593 | 2017-11-06 | 0.86417 | 0.86417 | 0.86417 | 0 | 0 | 0 |  |  | 0 | 0 | 0 | 0
6.7 | Procurement of BEML Dozer BD 155 Engine & PTO assembly | MERC/CAPEX/20172018/4593 | 2017-11-06 | 0.44 | 0.58579 | 0.58579 | 0 | 0 | 0 |  |  | 0 | 0 | 0 | 0
0 | IDC | MERC/CAPEX/20172018/4593 | 2017-11-06 | 0.69 | 0 | 0 | 0 | 0 | 0 |  |  | 0 | 0 | 0 | 0
7 | CTR Work (Complete Track Renewal)/ Renovation for existing broad guage railway siding for Koradi TPS. | MERC/CAPEX/20172018/4266 | 2017-09-28 | 13.529 | 0 | 0 | 0 | 0 | 0 |  |  | 0 | 0 | 0 | 0
7.1 | CRT Work (Complete Track Renewal)/ Renovation for existing broad guage railway siding for Koradi TPS. | MERC/CAPEX/20172018/4266 | 2017-09-28 | 13.529 | 17.98 | 17.98 | 0 | 0 | 0 |  |  | 0 | 0 | 0 | 0
8 | Work of construction of WBM Road & drain on filling hot water canal from Pond No. 2 to Pond No. 3 and construction of bridge cum weir on Pond No. 3 parallel to National Highway at Koradi TPS | MERC/CAPEX/20172018/4569 | 2017-11-07 | 12.2831 | 0 | 0 | 0 | 0 | 0 |  |  | 0 | 0 | 0 | 0
8.1 | Construction of WBM road and drain on filling of hot water canal from Pond No.2 to Pond No.3. | MERC/CAPEX/20172018/4569 | 2017-11-07 | 8.5206 | 11.55 | 11.9303 | -0.38034 | 0 | 0 |  |  | 0 | -0.38034 | 0 | 0
8.2 | Construction of bridge cum weir on Pond No.3 parallel to National Highway. | MERC/CAPEX/20172018/4569 | 2017-11-07 | 3.7625 | 3.54 | 3.54 | 0 | 0 | 0 |  |  | 0 | 0 | 0 | 0
10 | Conservation of Koradi Lake, Nagpur under the National Plan for conservation of Aquatic Eco System (NPCA) | MERC/CAPEX/20182019/1256 | 2018-10-01 | 17.48 | 0 | 0 | 0 | 0 | 0 |  |  | 0 | 0 | 0 | 0
10.1 | Conservation of Koradi Lake, Nagpur under the National Plan for conservation of Aquatic Eco System (NPCA) | MERC/CAPEX/20182019/1256 | 2018-10-01 | 17.48 | 17.48 | 11.55 | 5.93 | 0 | 0 |  |  | 0 | 5.93 | 0 | 0
11 | Providing & Construction of various public amenities in the rehabilitated villages of Koradi & Khasara at Koradi TPS | MERC/CAPEX/20182019/0946 | 2018-06-29 | 13.1 | 0 | 0 | 0 | 0 | 0 |  |  | 0 | 0 | 0 | 0
11.1 | Implementation of water supply scheme (W.S.S.) in rehabilitated villages. | MERC/CAPEX/20182019/0946 | 2018-06-29 | 0.79851 | 0.8614 | 0.5192 | 0.3422 | 0 | 0 |  |  | 0 | 0.3422 | 0 | 0
11.2 | Construction of Grampanchayat office building (Additional floor) | MERC/CAPEX/20182019/0946 | 2018-06-29 | 0.24218 | 0.2242 | 0.2242 | 0 | 0 | 0 |  |  | 0 | 0 | 0 | 0
11.3 | Asphalting of Main road and other internal roads in rehabilitated villages. | MERC/CAPEX/20182019/0946 | 2018-06-29 | 4.3519 | 4.71 | 4.71 | 0 | 0 | 0 |  |  | 0 | 0 | 0 | 0
11.4 | Development & construction of Bazar otta in rehabilitated village in Nanda. | MERC/CAPEX/20182019/0946 | 2018-06-29 | 0.50271 | 0.4838 | 0.4838 | 0 | 0 | 0 |  |  | 0 | 0 | 0 | 0
11.5 | Other works as per the directives of Energy Deptt. GoM | MERC/CAPEX/20182019/0946 | 2018-06-29 | 4.657 | 4.465 | 4 | 0.465 | 0 | 0 |  |  | 0 | 0.465 | 0 | 0
11.6 | Asphalting of Main road and other internal roads in rehabilitated villages at Khasara. | MERC/CAPEX/20182019/0946 | 2018-06-29 | 1.4326 | 1.4396 | 1.416 | 0.0236 | 0 | 0 |  |  | 0 | 0.0236 | 0 | 0
11.7 | Construction of Dome structure for Buddha Vihar at Khasara. | MERC/CAPEX/20182019/0946 | 2018-06-29 | 0.1867 | 0.177 | 0.059 | 0.118 | 0 | 0 |  |  | 0 | 0.118 | 0 | 0
11.8 | Construction of compound wall around open premises of Buddha Vihar at Khasara | MERC/CAPEX/20182019/0946 | 2018-06-29 | 0.41622 | 0.354 | 0.354 | 0 | 0 | 0 |  |  | 0 | 0 | 0 | 0
11.9 | a) Construction of toilets block of Khasara school building Rs. 19,15,081.40 b) Development of ground of school Building Khasara Rs. 12,06,026.50 c) Street light on internal roads Rs. 20,00,000.00 at Khasara (L.S. Provision) | MERC/CAPEX/20182019/0946 | 2018-06-29 | 0.51211 | 0.2242 | 0.2242 | 0 | 0 | 0 |  |  | 0 | 0 | 0 | 0
12 | Various DPR Schemes for Providing green belt around Pond No.3, construction of weir & reclaiming natural stream from Pond No. 3 to Kolar River on d/s side of Pond No.3 and deepening of West side of Pond No.3 at Koradi TPS | MERC/CAPEX/20182019/1241 | 2018-09-20 | 28.557 | 0 | 0 | 0 | 0 | 0 |  |  | 0 | 0 | 0 | 0
12.1 | Work of reducing the evaporation losses by protecting Pond No. 3 with green belt | MERC/CAPEX/20182019/1241 | 2018-09-20 | 5.1837 | 0 | 0 | 0 | 0 | 0 |  |  | 0 | 0 | 0 | 0
12.2 | Deepening of West side of Pond No.3 at Koradi | MERC/CAPEX/20182019/1241 | 2018-09-20 | 18.2976 | 11.24 | 11.24 | 0 | 0 | 0 |  |  | 0 | 0 | 0 | 0
12.3 | Construction of Weir on d/s side of Pond No.3 and reclaiming of natural stream / nallah from Pond No.3 to Kolar river | MERC/CAPEX/20182019/1241 | 2018-09-20 | 3.2735 | 0.03 | 0 | 0.03 | 0 | 0 |  |  | 0 | 0.03 | 0 | 0
0 | IDC | MERC/CAPEX/20182019/1241 | 2018-09-20 | 1.8021 | 0 | 0 | 0 | 0 | 0 |  |  | 0 | 0 | 0 | 0
13 | Refurbishment of Coal Handling Plant at Koradi TPS | MERC/CAPEX/2019-20/0130 | 2019-05-08 | 27.41 | 0 | 0 | 0 | 0 | 0 |  |  | 0 | 0 | 0 | 0
13.1 | Old CHP (WT-2 & WT-3) Refurbishment (R&M) at 2 x 210 MW Units ofKoradi Thermal Power Station. | MERC/CAPEX/2019-20/0130 | 2019-05-08 | 19.24 | 22.36 | 18.8206 | 3.5394 | 0 | 0 |  |  | 0 | 3.5394 | 0 | 0
13.2 | Old Reclaiming System’s Refurbishment (R&M) at 2 x 210 MW Units Koradi Thermal Power Station. | MERC/CAPEX/2019-20/0130 | 2019-05-08 | 2.72 | 2.72 | 2.5969 | 0.12311 | 0 | 0 |  |  | 0 | 0.12311 | 0 | 0
13.3 | Junction Tower’s Refurbishment (R&M) of 2 x 210 MW Units of Koradi Thermal Power Station. | MERC/CAPEX/2019-20/0130 | 2019-05-08 | 3.27 | 3.27 | 2.8736 | 0.3964 | 0 | 0 |  |  | 0 | 0.3964 | 0 | 0
0 | IDC | MERC/CAPEX/2019-20/0130 | 2019-05-08 | 2.18 | 0 | 0 | 0 | 0 | 0 |  |  | 0 | 0 | 0 | 0
14 | Various DPR Schemes for Work of strengthening and asphalting on the peripheral earthen embankment of Pond No.3 and part portion of inspection road (Navegaon to Rohana) of Pench intake pipeline from Pench to Pond No. 3 at Koradi | MERC/CAPEX/20182019/021 | 2019-01-19 | 25.1364 | 0 | 0 | 0 | 0 | 0 |  |  | 0 | 0 | 0 | 0
14.1 | Work of strengthening and asphalting on the peripheral earthen embankment of Pond No.3 at Koradi. | MERC/CAPEX/20182019/021 | 2019-01-19 | 11.2959 | 11.3 | 9.79 | 1.51 | 0 | 0 |  |  | 0 | 1.51 | 0 | 0
14.2 | Work of strengthening and asphalting of part portion of inspection road (Navegaon to Rohana) of Pench intake pipeline from Pench to Pond No.3 at Koradi. | MERC/CAPEX/20182019/021 | 2019-01-19 | 13.8405 | 14.3724 | 14.2999 | 0.072514 | 0 | 0 |  |  | 0 | 0.072514 | 0 | 0
0 | IDC | MERC/CAPEX/20182019/021 | 2019-01-19 | 0 | 0 | 0 | 0 | 0 | 0 |  |  | 0 | 0 | 0 | 0
15 | Various Electrical schemes at Unit 6 & 7 and outdoor area for system up-gradation at 210MW Koradi TPS | MERC/CAPEX/2019-2020/735 | 2019-09-16 | 13.2685 | 0 | 0 | 0 | 0 | 0 |  |  | 0 | 0 | 0 | 0
15.1 | Procurement & Replacement of 2250 AH & 220V station battery set and battery charger for U-6 at Koradi TPS 210MW along-with suitable Battery charger. (Including Taxes.) | MERC/CAPEX/2019-2020/735 | 2019-09-16 | 2.95 | 2.87 | 2.87 | 0 | 0 | 0 |  |  | 0 | 0 | 0 | 0
15.2 | Retrofitting of existing VCB to U#7 HT Board, Station area & Outdoor area | MERC/CAPEX/2019-2020/735 | 2019-09-16 | 8.2423 | 0 | 0 | 0 | 0 | 0 |  |  | 0 | 0 | 0 | 0
15.3 | Supply & retrofitting of GT, UAT, 6.6 KV Motor and 6.6 KV feeder protection with numerical relay & for motor & feeder protection for Unit-7. | MERC/CAPEX/2019-2020/735 | 2019-09-16 | 1.0962 | 0 | 0 | 0 | 0 | 0 |  |  | 0 | 0 | 0 | 0
0 | IDC | MERC/CAPEX/2019-2020/735 | 2019-09-16 | 0.98 | 0 | 0 | 0 | 0 | 0 |  |  | 0 | 0 | 0 | 0
16 | Decommissioning & Up-gradation of existing DCS at U#5 with Re-commissioning of the same at U#7 & Procurement of rotating assembly for GS Water Pump at Koradi TPS-210 MW at Koradi TPS | MERC/CAPEX/2019-2020/WFH/SBR/11 | 2020-06-08 | 11.23 | 0 | 0 | 0 | 0 | 0 |  |  | 0 | 0 | 0 | 0
16.1 | Decommissioning & Shifting of M/s ABB make DCS system at KTPS Unit # 5 & Re-commissioning with Up gradation to Symphony Plus at KTPS Unit #7, 210MW Koradi. | MERC/CAPEX/2019-2020/WFH/SBR/11 | 2020-06-08 | 8.97 | 0 | 0 | 0 | 0 | 0 |  |  | 0 | 0 | 0 | 0
16.2 | Supply, erection & commissioning of rotating assembly for general service water pumps at 210 MW, KTPS, Koradi. | MERC/CAPEX/2019-2020/WFH/SBR/11 | 2020-06-08 | 1.9 | 0 | 0 | 0 | 0 | 0 |  |  | 0 | 0 | 0 | 0
0 | IDC | MERC/CAPEX/2019-2020/WFH/SBR/11 | 2020-06-08 | 0.36 | 0 | 0 | 0 | 0 | 0 |  |  | 0 | 0 | 0 | 0
17 | Flue Gas Desulphurization (FGD) System at 10 Nos. of 210 MW Units at Chandrapur, Koradi, Khaperkheda & Nasik TPS | MERC/CAPEX/2021-2022/MSPGCL/097 | 2022-03-14 | 69.43 | 0 | 0 | 0 | 0 | 0 |  |  | 0 | 0 | 0 | 0
17.1 | Flue Gas Desulphurization (FGD) System at Unit #6 Koradi TPS | MERC/CAPEX/2021-2022/MSPGCL/097 | 2022-03-14 | 66.55 | 98.04 | 96.25 | 1.79 | 0 | 0 |  |  | 0 | 1.79 | 0 | 0
0 | IDC | MERC/CAPEX/2021-2022/MSPGCL/097 | 2022-03-14 | 2.88 | 2.88 | 0 | 2.88 | 0 | 0 |  |  | 0 | 2.88 | 0 | 0
HO DPR 2 | Ash Augmentation System at Nasik & Koradi Thermal Power Station | MERC/CAP/DPR/10/08/537 | 2008-03-04 | 26.99 | 0 | 0 | 0 | 0 | 0 |  |  | 0 | 0 | 0 | 0
HO DPR 2.2 | Ash Augmentation System at Koradi Thermal Power Station | MERC/CAP/DPR/10/08/537 | 2008-03-04 | 26.99 | 24.14 | 24.14 | 0 | 0 | 0 |  |  | 0 | 0 | 0 | 0
0 | IDC | MERC/CAP/DPR/10/08/537 | 2008-03-04 | 0 | 0 | 0 | 0 | 0 | 0 |  |  | 0 | 0 | 0 | 0
HO DPR 5 | Procurement of energy efficient HT motors at Bhusawal TPS, Koradi TPS, Chandrapur TPS, khaperkheda TPS, Parli TPS & Paras TPS as insurance spares | MERC/TECH 1/CAPEX/20142015/01218 | 2014-11-25 | 2.22 | 0 | 0 | 0 | 0 | 0 |  |  | 0 | 0 | 0 | 0
HO DPR 5.6 | Koradi: Procurement & Commissioning of Energy efficient HT motors (Coal Mill & PA fan) for Unit-7at KTPS | MERC/TECH 1/CAPEX/20142015/01218 | 2014-11-25 | 2.22 | 0.14 | 0.14 | 0 | 0 | 0 |  |  | 0 | 0 | 0 | 0
HO DPR 7 | Installation of Real Time Online Coal-Ash Analyzer at various TPS | MERC/CAPEX/20162017/00774 | 2016-09-30 | 4.0552 | 0 | 0 | 0 | 0 | 0 |  |  | 0 | 0 | 0 | 0
HO DPR 7.2 | Koradi TPS | MERC/CAPEX/20162017/00774 | 2016-09-30 | 4.0552 | 0 | 0 | 0 | 0 | 0 |  |  | 0 | 0 | 0 | 0
HO DPR 8 | Replacement of Fire Tenders at Various Power Stations of Mahagenco | MERC/CAPEX/20172018/4653 | 2017-11-13 | 2.7 | 0 | 0 | 0 | 0 | 0 |  |  | 0 | 0 | 0 | 0
HO DPR 8.1 | Advance Multipurpose Fire Tender for KTPS | MERC/CAPEX/20172018/4653 | 2017-11-13 | 1.45 | 1.7765 | 1.7765 | 0 | 0 | 0 |  |  | 0 | 0 | 0 | 0
HO DPR 8.2 | Normal Multipurpose Fire Tender for KTPS | MERC/CAPEX/20172018/4653 | 2017-11-13 | 1.25 | 2.18 | 2.18 | 0 | 0 | 0 |  |  | 0 | 0 | 0 | 0
0 | IDC | MERC/CAPEX/20172018/4653 | 2017-11-13 | 0 | 0 | 0 | 0 | 0 | 0 |  |  | 0 | 0 | 0 | 0
HO DPR-11 | Reuse of tertiary treated water for Koradi and Khaperkheda Thermal Power Plant from Bhandewadi STP | MERC/CAPEX/MSPGCL/2018-19/1156 | 2018-07-24 | 21.13 | 0 | 0 | 0 | 0 | 0 |  |  | 0 | 0 | 0 | 0
HO DPR 11.1 | Reuse of tertiary treated water for Koradi and Khaperkheda Thermal Power Plant from Bhandewadi STP | MERC/CAPEX/MSPGCL/2018-19/1156 | 2018-07-24 | 20.41 | 10.435 | 10.4338 | 0.0012486 | 0 | 0 |  |  | 0 | 0.0012486 | 0 | 0
0 | IDC | MERC/CAPEX/MSPGCL/2018-19/1156 | 2018-07-24 | 0.72 | 0 | 0 | 0 | 0 | 0 |  |  | 0 | 0 | 0 | 0
HO DPR-12 | Various DPR Schemes for The work of maintaining the zero discharge condition of Pond No. 2 & Pond No.3 and providing the facilities on peripheral area of Pond No.3 such as roads / bridges with lightening arrangement at Koradi TPS | MERC/CAPEX/2018-2019/1242 | 2018-09-22 | 15.7443 | 0 | 0 | 0 | 0 | 0 |  |  | 0 | 0 | 0 | 0
HO DPR 12.1 | The work of maintaining the zero discharge condition of Pond No.2 & Pond No.3 at KTPS Koradi | MERC/CAPEX/2018-2019/1242 | 2018-09-22 | 4.2068 | 0.30539 | 0.30539 | 0 | 0 | 0 |  |  | 0 | 0 | 0 | 0
HO DPR 12.2 | Providing the facilities on peripheral area of Pond No.3 such as roads / bridges with lightening arrangement at Koradi TPS | MERC/CAPEX/2018-2019/1242 | 2018-09-22 | 11.5375 | 8.1964 | 7.792 | 0.40442 | 0 | 0 |  |  | 0 | 0.40442 | 0 | 0
HO DPR 13 | Construction of new Administrative Building for Mahagenco at Vidyut Bhawan, Katol Road, Nagpur | MERC/CAPEX/2021-2022/MSPGCL/063 | 2022-02-12 | 57 | 0 | 0 | 0 | 0 | 0 |  |  | 0 | 0 | 0 | 0
HO DPR 13.1 | Construction of new Administrative Building for Mahagenco at Vidyut Bhawan, Katol Road, Nagpur | MERC/CAPEX/2021-2022/MSPGCL/063 | 2022-02-12 | 54.24 | 0 | 0 | 0 | 0 | 0 |  |  | 0 | 0
0 | IDC | MERC/CAPEX/2021-2022/MSPGCL/063 | 2022-02-12 | 2.76 | 0 | 0 | 0 | 0 | 0 |  |  | 0 | 0
HO DPR 14 | Centralized Monitoring Solution | MERC/CAPEX/MSPGCL/2023-24/0576 | 2023-11-02 | 69.309 | 0 | 0 | 0 | 0 | 0 |  |  | 0 | 0
HO DPR 14.1 | Centralized Monitoring Solution | MERC/CAPEX/MSPGCL/2023-24/0576 | 2023-11-02 | 66.009 | 0 | 0 | 0 | 0 | 0 |  |  | 0 | 0
0 | IDC | MERC/CAPEX/MSPGCL/2023-24/0576 | 2023-11-02 | 3.3 | 0 | 0 | 0 | 0 | 0 |  |  | 0 | 0
0 | 0 | 0 | - | 0 | 0 | 0 | 0 | 0 | 0 |  |  | 0 | 0
0 | (i) Yet to be Submitted to MERC | 0 | - | 0 | 0 | 0 | 0 | 0 | 0 |  |  | 0 | 0
1 | Various plant performance improvement scheme of 210 MW, Unit 06, KTPS | (ii) Yet to be submitted to MERC | - | 0 | 0 | 0 | 0 | 0 | 0 |  |  | 0 | 0
1.1 | Modification / replacement of existing compressor system to reduce auxiliary power consumption of Unit-6 | (ii) Yet to be submitted to MERC | - | 0 | 5 | 5 | 0 | 0 | 0 |  |  | 0 | 0
1.2 | Procurement of 2 Nos. Diesel Engine Driven Pumps at Fire Fighting pump house. | (ii) Yet to be submitted to MERC | - | 0 | 2 | 2 | 0 | 0 | 0 |  |  | 0 | 0
1.3 | Supply ,erection and commissioning of complete mechanical, electrical, C & I and design & engineering of associated structural and architectural works of PLC based pneumatic operated mill reject system | (ii) Yet to be submitted to MERC | - | 0 | 7.12 | 7.12 | 0 | 0 | 0 |  |  | 0 | 0
1.4 | Supply ,erection of the modification of existing coal bunker and commissioning of bunker chute assembly with vibrating motor to avoid bunker mouth coal choke up | (ii) Yet to be submitted to MERC | - | 0 | 7.4 | 7.4 | 0 | 0 | 0 |  |  | 0 | 0
1.5 | Procurement of S S Tubes for Condenser. | (ii) Yet to be submitted to MERC | - | 0 | 1 | 1 | 0 | 0 | 0 |  |  | 0 | 0
1.6 | Complete replacement of ducting system from Economizer inlet to ESP outlet for Unit-6 | (ii) Yet to be submitted to MERC | - | 0 | 3 | 3 | 0 | 0 | 0 |  |  | 0 | 0
1.7 | Procurement of Economiser coil at Unit-6,KTPS,Koradi | (ii) Yet to be submitted to MERC | - | 0 | 5 | 5 | 0 | 0 | 0 |  |  | 0 | 0
1.8 | Complete replacement of Collecting Plates and Emitting Electodes of ESP of Unit-6 | (ii) Yet to be submitted to MERC | - | 0 | 3.5 | 3.5 | 0 | 0 | 0 |  |  | 0 | 0
1.9 | Procurement of 2 nos. higher capacity and energy efficient complete G S pump along with motor. | (ii) Yet to be submitted to MERC | - | 0 | 4.5 | 4.5 | 0 | 0 | 0 |  |  | 0 | 0
1.1 | Procurement of Coal mill XRP-803 body with complete assymbly at BM-II,210MW,Unit-6, KTPS,Koradi. | (ii) Yet to be submitted to MERC | - | 0 | 5 | 5 | 0 | 0 | 0 |  |  | 0 | 0
1.11 | Procurement of ID fan complete rotor assembly for Unit-6 | (ii) Yet to be submitted to MERC | - | 0 | 0 | 0 | 0 | 5 | 5 |  |  | 5 | 0
1.12 | Procurement of VT pump for ETP RWP | (ii) Yet to be submitted to MERC | - | 0 | 0 | 0 | 0 | 2 | 2 |  |  | 2 | 0
1.13 | Procurement of Air Preheater Basket for Unit No. 6(228 MW) at KTPS , Koradi. | (ii) Yet to be submitted to MERC | - | 0 | 0 | 0 | 0 | 6 | 6 |  |  | 6 | 0
1.14 | Procurement of FD fan complete rotor assembly for Unit-6 | (ii) Yet to be submitted to MERC | - | 0 | 0 | 0 | 0 | 0 | 0 |  |  | 0 | 0
1.15 | Procurement of BFP Cartridge. | (ii) Yet to be submitted to MERC | - | 0 | 0 | 0 | 0 | 0 | 0 |  |  | 0 | 0
1.16 | Procurement of PA fan complete rotor assembly for Unit-6 | (ii) Yet to be submitted to MERC | - | 0 | 0 | 0 | 0 | 0 | 0 |  |  | 0 | 0
2 | Various Electrical & Instrumentation improvement & upgradation scheme of 210 MW, Unit 06, KTPS | (ii) Yet to be submitted to MERC | - | 0 | 0 | 0 | 0 | 0 | 0 |  |  | 0 | 0
2.1 | Upgradation of LT MCC Feeder above 90 KW by LT ACB for reliability enhancement | (ii) Yet to be submitted to MERC | - | 0 | 3.84 | 3.84 | 0 | 0 | 0 |  |  | 0 | 0
2.2 | Upgradation of LT breakers by new technology LT ACB for performance improvement | (ii) Yet to be submitted to MERC | - | 0 | 4.44 | 4.44 | 0 | 0 | 0 |  |  | 0 | 0
2.3 | Supply & retrofitting of 6.6 KV motor and 6.6 KV feeder protection with numerical relay & motor & feeder protection for station board. | (ii) Yet to be submitted to MERC | - | 0 | 2 | 2 | 0 | 0 | 0 |  |  | 0 | 0
2.4 | or statutory pollution requirementstack emmission | (ii) Yet to be submitted to MERC | - | 0 | 2 | 2 | 0 | 0 | 0 |  |  | 0 | 0
2.5 | Supply and installation of new VCB for Unit 6 board and outdoor area at 210MW, Koradi TPS | (ii) Yet to be submitted to MERC | - | 0 | 20 | 20 | 0 | 0 | 0 |  |  | 0 | 0
2.6 | DCS system regulates controls across entire plants, waiting too long to upgrade can lead to system abnormal behaviour. So it is required to upgrade our HMI DCS system. | (ii) Yet to be submitted to MERC | - | 0 | 4.73 | 4.73 | 0 | 0 | 0 |  |  | 0 | 0
2.7 | Supply, Erection & Commissioning of Distribution Panel of Colony at KTPS,Koradi. | (ii) Yet to be submitted to MERC | - | 0 | 2.1 | 2.1 | 0 | 0 | 0 |  |  | 0 | 0
2.8 | Supply, Erection, Testing and commissioning of High Mast Lighting System for Stadium at Koradi Cricket Ground, TYPE-VII Ground, Ground Near Hanuman Mandir under KTPS Colony, Koradi. | (ii) Yet to be submitted to MERC | - | 0 | 3.5 | 3.5 | 0 | 0 | 0 |  |  | 0 | 0
2.9 | Upgrading of stacker reclaimer with PLC panel by replacing existing relay logic panel. | (ii) Yet to be submitted to MERC | - | 0 | 1 | 1 | 0 | 0 | 0 |  |  | 0 | 0
2.1 | Provision, modification, retrofitting and revamping of lighting system at 210 MW, KTPS, Koradi. | (ii) Yet to be submitted to MERC | - | 0 | 5 | 5 | 0 | 0 | 0 |  |  | 0 | 0
2.11 | for smooth running of system ACNCS to be upgraded. | (ii) Yet to be submitted to MERC | - | 0 | 2.36 | 2.36 | 0 | 0 | 0 |  |  | 0 | 0
2.12 | Provision, modification and revamping of HT & LT CABLE laying system | (ii) Yet to be submitted to MERC | - | 0 | 15 | 15 | 0 | 0 | 0 |  |  | 0 | 0
2.13 | Replacement of meter cabinet of staff quarters buildings at KTPS,Koradi. | (ii) Yet to be submitted to MERC | - | 0 | 4 | 4 | 0 | 0 | 0 |  |  | 0 | 0
2.14 | Procurement of energy efficient H.T. motor for Impact Crusher and various L.T. motors for CHP 210MW. | (ii) Yet to be submitted to MERC | - | 0 | 2.22 | 2.22 | 0 | 0 | 0 |  |  | 0 | 0
2.15 | Procurement of enegy efficient LT motors for 210 MW,KTPS | (ii) Yet to be submitted to MERC | - | 0 | 2 | 2 | 0 | 0 | 0 |  |  | 0 | 0
2.16 | Procurement installation and comm of VFD for fire fighting pumps | (ii) Yet to be submitted to MERC | - | 0 | 5 | 5 | 0 | 0 | 0 |  |  | 0 | 0
2.17 | Procurement & installation single STOCK processor | (ii) Yet to be submitted to MERC | - | 0 | 1.5 | 1.5 | 0 | 0 | 0 |  |  | 0 | 0
2.18 | Refurbishment of existing MCC board of the Stacker reclaimer | (ii) Yet to be submitted to MERC | - | 0 | 0.2 | 0.2 | 0 | 0 | 0 |  |  | 0 | 0
2.19 | Supply, erection, commissioning of Energy monitoring system along with its software | (ii) Yet to be submitted to MERC | - | 0 | 0 | 0 | 0 | 0.8 | 0.8 |  |  | 0.8 | 0
2.2 | To upgrade existing installed effluent analyser with software & other hardware for remote calibration & direct data transmission. | (ii) Yet to be submitted to MERC | - | 0 | 0 | 0 | 0 | 1.32 | 1.32 |  |  | 1.32 | 0
2.21 | Various Electrical & Instrumentation improvement & upgradation scheme of 210 MW, Unit 06, KTPS | (ii) Yet to be submitted to MERC | - | 0 | 0 | 0 | 0 | 0.4 | 0.4 |  |  | 0.4 | 0
2.22 | Procurement installation and comm of VFD for CEP and compressors | (ii) Yet to be submitted to MERC | - | 0 | 0 | 0 | 0 | 0 | 0 |  |  | 0 | 0
2.23 | Procurement & installation of power saving plates for 210 mW, KTPS, koradi | (ii) Yet to be submitted to MERC | - | 0 | 0 | 0 | 0 | 0 | 0 |  |  | 0 | 0
2.24 | Procurement & installation of insulation monitoring system for 210 mW, KTPS, koradi | (ii) Yet to be submitted to MERC | - | 0 | 0 | 0 | 0 | 0 | 0 |  |  | 0 | 0
2.25 | Drum level and FST level measurement through hydrastep. | (ii) Yet to be submitted to MERC | - | 0 | 0 | 0 | 0 | 0 | 0 |  |  | 0 | 0
2.26 | Renovation of CCTV system at Augumentation plant CHP 210MW | (ii) Yet to be submitted to MERC | - | 0 | 0 | 0 | 0 | 0 | 0 |  |  | 0 | 0
2.27 | upgradation of various LT boards at unit no. 6, 210 MW | (ii) Yet to be submitted to MERC | - | 0 | 0 | 0 | 0 | 0 | 0 |  |  | 0 | 0
3 | Various Coal Handling plant performance improvement scheme of 210 MW, Unit 06, KTPS | (ii) Yet to be submitted to MERC | - | 0 | 0 | 0 | 0 | 0 | 0 |  |  | 0 | 0
3.1 | CHP IMPROVEMENT OF WAGON UNLOADING TO BUNKERING SYSTEM OF AUGMENTATION PLANT,210MW | (ii) Yet to be submitted to MERC | - | 0 | 12.74 | 12.74 | 0 | 0 | 0 |  |  | 0 | 0
3.2 | CHP IMPROVEMENT OF STACKING & RECLAIMING SYSTEM INCLUDING STACKER RECLAIMER MACHINE OF AUGMENTATION PLANT,210MW | (ii) Yet to be submitted to MERC | - | 0 | 13.57 | 13.57 | 0 | 0 | 0 |  |  | 0 | 0
3.3 | CHP IMPROVEMENT OF STACKING & RECLAIMING SYSTEM INCLUDING STACKER RECLAIMER MACHINE OF AUGMENTATION PLANT,210MW | (ii) Yet to be submitted to MERC | - | 0 | 8.55 | 8.55 | 0 | 0 | 0 |  |  | 0 | 0
3.4 | CHP IMPROVEMENT OF STACKING & RECLAIMING SYSTEM INCLUDING STACKER RECLAIMER MACHINE OF AUGMENTATION PLANT,210MW | (ii) Yet to be submitted to MERC | - | 0 | 0.89 | 0.89 | 0 | 0 | 0 |  |  | 0 | 0
3.5 | CHP IMPROVEMENT OF STACKING & RECLAIMING SYSTEM INCLUDING STACKER RECLAIMER MACHINE OF AUGMENTATION PLANT,210MW | (ii) Yet to be submitted to MERC | - | 0 | 0 | 0 | 0 | 3.25 | 3.25 |  |  | 3.25 | 0
3.6 | Devloping infrastructure for raw coal ground unloading | (ii) Yet to be submitted to MERC | - | 0 | 0 | 0 | 0 | 0 | 0 |  |  | 0 | 0
4 | Procurement and replacement of entire GS/DM pipings in phase manner | 0 | - | 0 | 30 | 30 | 0 | 0 | 0 |  |  | 0 | 0
5 | Providing New water supply scheme to colony at KTPS, Koradi | 0 | - | 0 | 25.1 | 25.1 | 0 | 0 | 0 |  |  | 0 | 0
0 | B) Non-DPR Schemes | 0 | - | 0 | 0 | 0 | 0 | 0 | 0 |  |  | 0 | 0
1 | ABC Powder type DCP Composite Fire Extinguisher | 0 | - | 0 | 1.9778 | 1.9778 | 0 | 0 | 0 |  |  | 0 | 0
2 | Procurment of Complete Air heater Baskets Of Unit-6 210 MW | 0 | - | 0 | 2.72 | 2.72 | 0 | 0 | 0 |  |  | 0 | 0
3 | Procurement of Complete Rotor Assembly with Rotor Blades and Actuating Rod Assembly for PA Fan Type AP2 17/12 for Unit-6, 210MW, KTPS, Koradi | 0 | - | 0 | 4.25 | 4.25 | 0 | 0 | 0 |  |  | 0 | 0
4 | Upgradation Of Dcs System Eas,Bu & Historian Server For Unit 6 210mw, Ktps Koradi | 0 | - | 0 | 1.25 | 1.25 | 0 | 0 | 0 |  |  | 0 | 0
5 | Work of the retrofitting/refurbishment of H2 compressor along with supply of recommended spares for Hydrogen Generation Plant at KTPS, Koradi, 210 MW.” | 0 | - | 0 | 2.31 | 2.31 | 0 | 0 | 0 |  |  | 0 | 0
6 | Design, Engineering, Supply and Installation of Energy Efficient Lighting System at various areas of 210 MW, Koradi TPS. | 0 | - | 0 | 9.27 | 9.27 | 0 | 0 | 0 |  |  | 0 | 0
7 | Providing and laying bituminous macadam surface to various roads and widening of roads, at KTPS colony, Koradi. | 0 | - | 0 | 4.75 | 4.75 | 0 | 0 | 0 |  |  | 0 | 0
8 | 3-E-Procurement of CW pump modified impeller for Unit 6, KTPS, Koradi. | 0 | - | 0 | 0.53 | 0.53 | 0 | 0 | 0 |  |  | 0 | 0
9 | 3-C-Procurement of Edwards make vacuum pump along with motor and spares for Unit 6, KTPS, Koradi, 210 MW | 0 | - | 0 | 2.77 | 2.77 | 0 | 0 | 0 |  |  | 0 | 0
10 | Procurment of Complete Haudraulic Fluid Coupling | 0 | - | 0 | 1.17 | 1.17 | 0 | 0 | 0 |  |  | 0 | 0
11 | Upgradation Of Turbovisary Instrument | 0 | - | 0 | 2.11 | 2.11 | 0 | 0 | 0 |  |  | 0 | 0
12 | Supply, Installation, Testing and Commissioning for complete solution and comprehensive protection and monitoring package along with retrofit of allied accessories for Generator Transformer and station transformers for 1 X 228 MW, Unit # 6, KTPS, Koradi | 0 | - | 0 | 12.11 | 12.11 | 0 | 0 | 0 |  |  | 0 | 0
13 | Up grading of MCC motor feeder Trolleys of various ratings with the installation of LT Air Circuit Breakers at 210 MW, Koradi TPS | 0 | - | 0 | 3.84 | 3.84 | 0 | 0 | 0 |  |  | 0 | 0
14 | Supply, erection, commissioning of Energy monitoring system along with its software | 0 | - | 0 | 0.4 | 0.4 | 0 | 0 | 0 |  |  | 0 | 0
15 | Design,erection & commissining of interconnecting short conveyor at chp 210 mw. | 0 | - | 0 | 3.2 | 3.2 | 0 | 0 | 0 |  |  | 0 | 0
16 | Supply & retrofitting, commissioning and testing of numerical motor protection, feeder protection and under voltage relays of 6.6 KV HT Station board at U#06,210MW ,KTPS ,koradi | 0 | - | 0 | 2 | 2 | 0 | 0 | 0 |  |  | 0 | 0
17 | Proc. of complete journal assembly with grinding roll for Coal millXRP-803 for U6,210MW | 0 | - | 0 | 2.67 | 2.67 | 0 | 0 | 0 |  |  | 0 | 0
18 | Modification & Restoration of APH outlet to ESP inlet flue gas ducts & allied work in U6,210MW,Koradi TPS | 0 | - | 0 | 9.34 | 9.34 | 0 | 0 | 0 |  |  | 0 | 0
19 | Construction of Rigid pavement along with RCC DRAIN at 210MW | 0 | - | 0 | 7.55 | 7.55 | 0 | 0 | 0 |  |  | 0 | 0
20 | Supply and replacement of recommended spares for Hydrogen Generation Plant at KTPS, Koradi, 210 MW.” | 0 | - | 0 | 2.31 | 2.31 | 0 | 0 | 0 |  |  | 0 | 0
0 | SCHEME OF HMI UPGRADATION OF VALMET DNA (METSO) DCS SYSTEM ALONG WITH COMPLETE NETWORKING ARCHITECTURE. | 0 | - | 0 | 0 | 0 | 0 | 0 | 0 |  |  | 0 | 0
0 | Procurement of OEM Gearboxes of important auxiliaries in CHP 210 MW. | 0 | - | 0 | 0 | 0 | 0 | 0 | 0 |  |  | 0 | 0
0 | REVAMPING OF E-POINT GROUND HOPPERS COAL FEEDING SYSTEM & ITS FEEDERS AT CHP 210 MW, KTPS, Koradi. | 0 | - | 0 | 0 | 0 | 0 | 0 | 0 |  |  | 0 | 0
0 | Design,supply, installation and commissioning of high performance energy chain system for bunker tripper trollies at CHP EM 210MW. | 0 | - | 0 | 1.25 | 1.25 | 0 | 0 | 0 |  |  | 0 | 0
0 | Design,supply, installation and commissioning of high performance energy chain system forstacker reclaimer at CHP EM 210MW. | 0 | - | 0 | 4 | 4 | 0 | 0 | 0 |  |  | 0 | 0
0 | Supply and installation of battery chargers at CHP EM 210MW. | 0 | - | 0 | 1 | 1 | 0 | 0 | 0 |  |  | 0 | 0
0 | Supply and installation of PLC at Wagon Tippler 4 at CHP EM 210MW. | 0 | - | 0 | 2 | 2 | 0 | 0 | 0 |  |  | 0 | 0
0 | Upgradation of existing manual desk of CHP 210MW by PLC based automated operation for efficient operation of auxillaries at CHP control room at CHP EM 210MW. | 0 | - | 0 | 7 | 7 | 0 | 0 | 0 |  |  | 0 | 0
0 | GENERAL ASSET | 0 | - | 0 | 0 | 0 | 0 | 0 | 0 |  |  | 0 | 0
1 | Vehicles | 0 | - | 0 | 0.10556 | 0.10556 | 0 | 0 | 0 |  |  | 0 | 0
2 | GENERAL ASSET--AKRDFOGA01-OFFICE FURNITURE | N.A. | - | 0 | 2.1231 | 2.1231 | 0 | 0 | 0 |  |  | 0 | 0
3 | GENERAL ASSET--AKRDFOGA02-COMPUTERS,PRINTER,SCANNER | N.A. | - | 0 | 5.3514 | 5.0232 | 0.32816 | 0 | 0 |  |  | 0 | 0.32816
4 | GENERAL ASSET--AKRDFOGA03-AC,WATER COOLER | N.A. | - | 0 | 3.7731 | 3.7413 | 0.031864 | 0 | 0 |  |  | 0 | 0.031864
5 | GENERAL ASSET--AKRDFOGA04-AIR PURIFIER | N.A. | - | 0 | 0.0105 | 0 | 0.0105 | 0 | 0 |  |  | 0 | 0.0105
6 | GENERAL ASSET--OTHER GENERAL ASSET | 0 | - | 0 | 0.052781 | 0.066045 | -0.013264 | 0 | 0 |  |  | 0 | -0.013264
| Total |  |  |  | 1158.3372 | 1133.791 | 24.5462 | 18.77 | 18.77 | 0 | 0 | 18.77 | 24.5462
FY 2029-30
a) DPR Schemes
(i) Submitted to MERC
1 | EE R&M Koradi Unit 6 | MERC/CAPEX/20102011/00364 | 2010-05-24 | 486.07 | 0 | 0 | 0 | 0 | 0 |  |  | 0 | 0 | 0 | 0
1.1 | EE R&M Koradi Unit 6 | MERC/CAPEX/20102011/00364 | 2010-05-24 | 486.07 | 486.07 | 480.4726 | 5.5974 | 0 | 0 |  |  | 0 | 5.5974 | 0 | 0
2 | Boiler Reengineering for Koradi TPS of Unit 5 & 7 | MERC/CAPEX/20112012/00402 | 2011-05-16 | 273.14 | 0 | 0 | 0 | 0 | 0 |  |  | 0 | 0 | 0 | 0
2.1 | Boiler Reengineering for Koradi TPS of Unit 5 & 7 | MERC/CAPEX/20112012/00402 | 2011-05-16 | 273.14 | 0 | 0 | 0 | 0 | 0 |  |  | 0 | 0 | 0 | 0
3 | Turbine Auxiliary performance Improvements schemes at Koradi TPS (Unit 5 & 7) | MERC/TECH 1/CAPEX/20122013/2283 | 2013-01-09 | 15.88 | 0 | 0 | 0 | 0 | 0 |  |  | 0 | 0 | 0 | 0
3.1 | Procurement of modified upgraded boiler feed pump (Type -200KHI/S) having energy efficient cartridge for unit 5 & 7 , KTPS. | MERC/TECH 1/CAPEX/20122013/2283 | 2013-01-09 | 14.245 | 9.41 | 9.41 | 0 | 0 | 0 |  |  | 0 | 0 | 0 | 0
3.2 | Steam path audit of Unit no,5 & 7 | MERC/TECH 1/CAPEX/20122013/2283 | 2013-01-09 | 0.45 | 0 | 0 | 0 | 0 | 0 |  |  | 0 | 0 | 0 | 0
0 | IDC | MERC/TECH 1/CAPEX/20122013/2283 | 2013-01-09 | 1.185 | 0 | 0 | 0 | 0 | 0 |  |  | 0 | 0 | 0 | 0
4 | Improvement in performance monitoring of different areas | MERC/TECH 1/CAPEX/20122013/02326 | 2013-01-11 | 18.3101 | 0 | 0 | 0 | 0 | 0 |  |  | 0 | 0 | 0 | 0
4.1 | Installation & Commissioning of “CCTV for boiler flame monitoring” In Unit no.5 & 6 at KTPS | MERC/TECH 1/CAPEX/20122013/02326 | 2013-01-11 | 0.349 | 0 | 0 | 0 | 0 | 0 |  |  | 0 | 0 | 0 | 0
4.2 | Implementation of ‘‘ Digital Control System along with online vibrations monitoring of HT auxiliaries, online turbine vibrations & Flame scanner system” for 210 MW- unit 7, KTPS | MERC/TECH 1/CAPEX/20122013/02326 | 2013-01-11 | 9.0079 | 0 | 0 | 0 | 0 | 0 |  |  | 0 | 0 | 0 | 0
4.3 | Supply, Installation & commissioning of ``Flame Scanner Analyzer ’’ in unit 5 of 200 MW unit KTPS | MERC/TECH 1/CAPEX/20122013/02326 | 2013-01-11 | 0.315 | 0 | 0 | 0 | 0 | 0 |  |  | 0 | 0 | 0 | 0
4.4 | Supply, erection & commissioning of ``Mass Flow meter for F.O. at units 5, & 7 of 210 MW at KTPS | MERC/TECH 1/CAPEX/20122013/02326 | 2013-01-11 | 0.338 | 0.21 | 0.21 | 0 | 0 | 0 |  |  | 0 | 0 | 0 | 0
4.5 | Supply, installation & commissioning of ``Online Vibration Monitoring for HT auxiliary”, for 200 MW- unit 5, KTPS | MERC/TECH 1/CAPEX/20122013/02326 | 2013-01-11 | 0.898 | 0 | 0 | 0 | 0 | 0 |  |  | 0 | 0 | 0 | 0
4.6 | Supply, Erection & commissioning of ``Radar type Level Transmitter” for coal bunker in unit no 5, 6 & 7 for (210 MW) at KTPS | MERC/TECH 1/CAPEX/20122013/02326 | 2013-01-11 | 0.66833 | 0 | 0 | 0 | 0 | 0 |  |  | 0 | 0 | 0 | 0
4.7 | Supply, Installation & commissioning of up gradation of ``Turbovisory system’’ in unit 5 of 200 MW unit KTPS | MERC/TECH 1/CAPEX/20122013/02326 | 2013-01-11 | 0.558 | 0 | 0 | 0 | 0 | 0 |  |  | 0 | 0 | 0 | 0
4.8 | Supply, Installation & commissioning of Hermetically sealed Transformer Sets at ESP of unit 7 at KTPS | MERC/TECH 1/CAPEX/20122013/02326 | 2013-01-11 | 0.875 | 0 | 0 | 0 | 0 | 0 |  |  | 0 | 0 | 0 | 0
4.9 | Supply, installation & commissioning of ‘‘ Smart Energy Management System ’’ in unit 5, 6 & 7, KTPS | MERC/TECH 1/CAPEX/20122013/02326 | 2013-01-11 | 0.5517 | 0 | 0 | 0 | 0 | 0 |  |  | 0 | 0 | 0 | 0
4.10 | Installation of 2 nos. of “Continuous Ambient Air Quality Monitoring Station at KTPS | MERC/TECH 1/CAPEX/20122013/02326 | 2013-01-11 | 2.0364 | 0 | 0 | 0 | 0 | 0 |  |  | 0 | 0 | 0 | 0
4.11 | Procurement of proximate analyzers (2 nos.) for proximate analysis of coal | MERC/TECH 1/CAPEX/20122013/02326 | 2013-01-11 | 0.6902 | 0.45 | 0.45 | 0 | 0 | 0 |  |  | 0 | 0 | 0 | 0
4.12 | Procurement of Ultimate Analyzer (1 No.):- | MERC/TECH 1/CAPEX/20122013/02326 | 2013-01-11 | 0.53257 | 0 | 0 | 0 | 0 | 0 |  |  | 0 | 0 | 0 | 0
0 | IDC | MERC/TECH 1/CAPEX/20122013/02326 | 2013-01-11 | 1.49 | 0 | 0 | 0 | 0 | 0 |  |  | 0 | 0 | 0 | 0
5 | Restoration of Pond No.3 by desilting and providing peripheral earthen bund with desilted soil and other related appratant works of Nallah training, approach road, C.D. Works, pipe culverts etc at Koradi TPS | MERC/CAPEX/20152016/00447 | 2016-08-08 | 56.2228 | 0 | 0 | 0 | 0 | 0 |  |  | 0 | 0 | 0 | 0
5.1 | Desilting and Restoration of Pond No.3. a) Providing earthen bund of 10 Mtr top width by utilizing desilted soil. b) Providing walkway of 12-15 Mtr width inside of main bund by utilizing desilted soil. | MERC/CAPEX/20152016/00447 | 2016-08-08 | 15.4481 | 30.8868 | 30.8186 | 0.068217 | 0 | 0 |  |  | 0 | 0.068217 | 0 | 0
5.2 | C.D. Works across feeder storm drain to Pond No.3. | MERC/CAPEX/20152016/00447 | 2016-08-08 | 2.6032 | 4.8498 | 4.1182 | 0.7316 | 0 | 0 |  |  | 0 | 0.7316 | 0 | 0
5.3 | Construction of RCC Box for carrying 40% Hot Water and road over it to Pond No.3. | MERC/CAPEX/20152016/00447 | 2016-08-08 | 5.7752 | 0.76228 | 0.42008 | 0.3422 | 0 | 0 |  |  | 0 | 0.3422 | 0 | 0
5.4 | Improvement of Hot Water Canal cum natural stream from Pond No.2 to Pond No.3. | MERC/CAPEX/20152016/00447 | 2016-08-08 | 4.4571 | 5.0976 | 5.074 | 0.0236 | 0 | 0 |  |  | 0 | 0.0236 | 0 | 0
5.5 | Sewage Treatment Plant (S.T.P.) proposed on Feeder Nallahs at entry point of Pond No.3. | MERC/CAPEX/20152016/00447 | 2016-08-08 | 3.8 | 0 | 0 | 0 | 0 | 0 |  |  | 0 | 0 | 0 | 0
5.6 | Mechanized de-weeding and desilting by dredging of Pond No.3 at Koradi. | MERC/CAPEX/20152016/00447 | 2016-08-08 | 13.6905 | 9.4754 | 9.4754 | 0 | 0 | 0 |  |  | 0 | 0 | 0 | 0
5.7 | Construction of Bridge and road between Irrigation and Koradi TPS Canal at Koradi. | MERC/CAPEX/20152016/00447 | 2016-08-08 | 1.4808 | 2.655 | 2.478 | 0.177 | 0 | 0 |  |  | 0 | 0.177 | 0 | 0
5.8 | Construction of Bridge cum Bandhara on spill channel of Pond No. 3 at Koradi. | MERC/CAPEX/20152016/00447 | 2016-08-08 | 3.5879 | 6.2068 | 6.2068 | 0 | 0 | 0 |  |  | 0 | 0 | 0 | 0
0 | IDC | MERC/CAPEX/20152016/00447 | 2016-08-08 | 5.38 | 0 | 0 | 0 | 0 | 0 |  |  | 0 | 0 | 0 | 0
6 | Supply, Installation & Commissioning of different schemes for MPCB & station requirement at KTPS, Koradi | MERC/CAPEX/20172018/4593 | 2017-11-06 | 11.1434 | 0 | 0 | 0 | 0 | 0 |  |  | 0 | 0 | 0 | 0
6.1 | Procurement of 2 nos. Sky Climber | MERC/CAPEX/20172018/4593 | 2017-11-06 | 0.9258 | 1.028 | 1.028 | 0 | 0 | 0 |  |  | 0 | 0 | 0 | 0
6.2 | Adaptation of Ozonisation tech. for disinfection of Sewage water | MERC/CAPEX/20172018/4593 | 2017-11-06 | 0.4321 | 0.51617 | 0.51617 | 0 | 0 | 0 |  |  | 0 | 0 | 0 | 0
6.3 | Supply, installation, erection & commissioning of various online flow meters | MERC/CAPEX/20172018/4593 | 2017-11-06 | 0.9251 | 0.7234 | 0.72 | 0.0034038 | 0 | 0 |  |  | 0 | 0.0034038 | 0 | 0
6.4 | Installation of on-line Gas Analyzer in unit no. 6 & 7 | MERC/CAPEX/20172018/4593 | 2017-11-06 | 0.8662 | 0.34692 | 0.34692 | 0 | 0 | 0 |  |  | 0 | 0 | 0 | 0
6.5 | LTSH coil for Unit no.7 | MERC/CAPEX/20172018/4593 | 2017-11-06 | 6 | 0 | 0 | 0 | 0 | 0 |  |  | 0 | 0 | 0 | 0
6.6 | Procurement of Gear Box | MERC/CAPEX/20172018/4593 | 2017-11-06 | 0.86417 | 0.86417 | 0.86417 | 0 | 0 | 0 |  |  | 0 | 0 | 0 | 0
6.7 | Procurement of BEML Dozer BD 155 Engine & PTO assembly | MERC/CAPEX/20172018/4593 | 2017-11-06 | 0.44 | 0.58579 | 0.58579 | 0 | 0 | 0 |  |  | 0 | 0 | 0 | 0
0 | IDC | MERC/CAPEX/20172018/4593 | 2017-11-06 | 0.69 | 0 | 0 | 0 | 0 | 0 |  |  | 0 | 0 | 0 | 0
7 | CTR Work (Complete Track Renewal)/ Renovation for existing broad guage railway siding for Koradi TPS. | MERC/CAPEX/20172018/4266 | 2017-09-28 | 13.529 | 0 | 0 | 0 | 0 | 0 |  |  | 0 | 0 | 0 | 0
7.1 | CRT Work (Complete Track Renewal)/ Renovation for existing broad guage railway siding for Koradi TPS. | MERC/CAPEX/20172018/4266 | 2017-09-28 | 13.529 | 17.98 | 17.98 | 0 | 0 | 0 |  |  | 0 | 0 | 0 | 0
8 | Work of construction of WBM Road & drain on filling hot water canal from Pond No. 2 to Pond No. 3 and construction of bridge cum weir on Pond No. 3 parallel to National Highway at Koradi TPS | MERC/CAPEX/20172018/4569 | 2017-11-07 | 12.2831 | 0 | 0 | 0 | 0 | 0 |  |  | 0 | 0 | 0 | 0
8.1 | Construction of WBM road and drain on filling of hot water canal from Pond No.2 to Pond No.3. | MERC/CAPEX/20172018/4569 | 2017-11-07 | 8.5206 | 11.55 | 11.9303 | -0.38034 | 0 | 0 |  |  | 0 | -0.38034 | 0 | 0
8.2 | Construction of bridge cum weir on Pond No.3 parallel to National Highway. | MERC/CAPEX/20172018/4569 | 2017-11-07 | 3.7625 | 3.54 | 3.54 | 0 | 0 | 0 |  |  | 0 | 0 | 0 | 0
10 | Conservation of Koradi Lake, Nagpur under the National Plan for conservation of Aquatic Eco System (NPCA) | MERC/CAPEX/20182019/1256 | 2018-10-01 | 17.48 | 0 | 0 | 0 | 0 | 0 |  |  | 0 | 0 | 0 | 0
10.1 | Conservation of Koradi Lake, Nagpur under the National Plan for conservation of Aquatic Eco System (NPCA) | MERC/CAPEX/20182019/1256 | 2018-10-01 | 17.48 | 17.48 | 11.55 | 5.93 | 0 | 0 |  |  | 0 | 5.93 | 0 | 0
11 | Providing & Construction of various public amenities in the rehabilitated villages of Koradi & Khasara at Koradi TPS | MERC/CAPEX/20182019/0946 | 2018-06-29 | 13.1 | 0 | 0 | 0 | 0 | 0 |  |  | 0 | 0 | 0 | 0
11.1 | Implementation of water supply scheme (W.S.S.) in rehabilitated villages. | MERC/CAPEX/20182019/0946 | 2018-06-29 | 0.79851 | 0.8614 | 0.5192 | 0.3422 | 0 | 0 |  |  | 0 | 0.3422 | 0 | 0
11.2 | Construction of Grampanchayat office building (Additional floor) | MERC/CAPEX/20182019/0946 | 2018-06-29 | 0.24218 | 0.2242 | 0.2242 | 0 | 0 | 0 |  |  | 0 | 0 | 0 | 0
11.3 | Asphalting of Main road and other internal roads in rehabilitated villages. | MERC/CAPEX/20182019/0946 | 2018-06-29 | 4.3519 | 4.71 | 4.71 | 0 | 0 | 0 |  |  | 0 | 0 | 0 | 0
11.4 | Development & construction of Bazar otta in rehabilitated village in Nanda. | MERC/CAPEX/20182019/0946 | 2018-06-29 | 0.50271 | 0.4838 | 0.4838 | 0 | 0 | 0 |  |  | 0 | 0 | 0 | 0
11.5 | Other works as per the directives of Energy Deptt. GoM | MERC/CAPEX/20182019/0946 | 2018-06-29 | 4.657 | 4.465 | 4 | 0.465 | 0 | 0 |  |  | 0 | 0.465 | 0 | 0
11.6 | Asphalting of Main road and other internal roads in rehabilitated villages at Khasara. | MERC/CAPEX/20182019/0946 | 2018-06-29 | 1.4326 | 1.4396 | 1.416 | 0.0236 | 0 | 0 |  |  | 0 | 0.0236 | 0 | 0
11.7 | Construction of Dome structure for Buddha Vihar at Khasara. | MERC/CAPEX/20182019/0946 | 2018-06-29 | 0.1867 | 0.177 | 0.059 | 0.118 | 0 | 0 |  |  | 0 | 0.118 | 0 | 0
11.8 | Construction of compound wall around open premises of Buddha Vihar at Khasara | MERC/CAPEX/20182019/0946 | 2018-06-29 | 0.41622 | 0.354 | 0.354 | 0 | 0 | 0 |  |  | 0 | 0 | 0 | 0
11.9 | a) Construction of toilets block of Khasara school building Rs. 19,15,081.40 b) Development of ground of school Building Khasara Rs. 12,06,026.50 c) Street light on internal roads Rs. 20,00,000.00 at Khasara (L.S. Provision) | MERC/CAPEX/20182019/0946 | 2018-06-29 | 0.51211 | 0.2242 | 0.2242 | 0 | 0 | 0 |  |  | 0 | 0 | 0 | 0
12 | Various DPR Schemes for Providing green belt around Pond No.3, construction of weir & reclaiming natural stream from Pond No. 3 to Kolar River on d/s side of Pond No.3 and deepening of West side of Pond No.3 at Koradi TPS | MERC/CAPEX/20182019/1241 | 2018-09-20 | 28.557 | 0 | 0 | 0 | 0 | 0 |  |  | 0 | 0 | 0 | 0
12.1 | Work of reducing the evaporation losses by protecting Pond No. 3 with green belt | MERC/CAPEX/20182019/1241 | 2018-09-20 | 5.1837 | 0 | 0 | 0 | 0 | 0 |  |  | 0 | 0 | 0 | 0
12.2 | Deepening of West side of Pond No.3 at Koradi | MERC/CAPEX/20182019/1241 | 2018-09-20 | 18.2976 | 11.24 | 11.24 | 0 | 0 | 0 |  |  | 0 | 0 | 0 | 0
12.3 | Construction of Weir on d/s side of Pond No.3 and reclaiming of natural stream / nallah from Pond No.3 to Kolar river | MERC/CAPEX/20182019/1241 | 2018-09-20 | 3.2735 | 0.03 | 0 | 0.03 | 0 | 0 |  |  | 0 | 0.03 | 0 | 0
0 | IDC | MERC/CAPEX/20182019/1241 | 2018-09-20 | 1.8021 | 0 | 0 | 0 | 0 | 0 |  |  | 0 | 0 | 0 | 0
13 | Refurbishment of Coal Handling Plant at Koradi TPS | MERC/CAPEX/2019-20/0130 | 2019-05-08 | 27.41 | 0 | 0 | 0 | 0 | 0 |  |  | 0 | 0 | 0 | 0
13.1 | Old CHP (WT-2 & WT-3) Refurbishment (R&M) at 2 x 210 MW Units ofKoradi Thermal Power Station. | MERC/CAPEX/2019-20/0130 | 2019-05-08 | 19.24 | 22.36 | 18.8206 | 3.5394 | 0 | 0 |  |  | 0 | 3.5394 | 0 | 0
13.2 | Old Reclaiming System’s Refurbishment (R&M) at 2 x 210 MW Units Koradi Thermal Power Station. | MERC/CAPEX/2019-20/0130 | 2019-05-08 | 2.72 | 2.72 | 2.5969 | 0.12311 | 0 | 0 |  |  | 0 | 0.12311 | 0 | 0
13.3 | Junction Tower’s Refurbishment (R&M) of 2 x 210 MW Units of Koradi Thermal Power Station. | MERC/CAPEX/2019-20/0130 | 2019-05-08 | 3.27 | 3.27 | 2.8736 | 0.3964 | 0 | 0 |  |  | 0 | 0.3964 | 0 | 0
0 | IDC | MERC/CAPEX/2019-20/0130 | 2019-05-08 | 2.18 | 0 | 0 | 0 | 0 | 0 |  |  | 0 | 0 | 0 | 0
14 | Various DPR Schemes for Work of strengthening and asphalting on the peripheral earthen embankment of Pond No.3 and part portion of inspection road (Navegaon to Rohana) of Pench intake pipeline from Pench to Pond No. 3 at Koradi | MERC/CAPEX/20182019/021 | 2019-01-19 | 25.1364 | 0 | 0 | 0 | 0 | 0 |  |  | 0 | 0 | 0 | 0
14.1 | Work of strengthening and asphalting on the peripheral earthen embankment of Pond No.3 at Koradi. | MERC/CAPEX/20182019/021 | 2019-01-19 | 11.2959 | 11.3 | 9.79 | 1.51 | 0 | 0 |  |  | 0 | 1.51 | 0 | 0
14.2 | Work of strengthening and asphalting of part portion of inspection road (Navegaon to Rohana) of Pench intake pipeline from Pench to Pond No.3 at Koradi. | MERC/CAPEX/20182019/021 | 2019-01-19 | 13.8405 | 14.3724 | 14.2999 | 0.072514 | 0 | 0 |  |  | 0 | 0.072514 | 0 | 0
0 | IDC | MERC/CAPEX/20182019/021 | 2019-01-19 | 0 | 0 | 0 | 0 | 0 | 0 |  |  | 0 | 0 | 0 | 0
15 | Various Electrical schemes at Unit 6 & 7 and outdoor area for system up-gradation at 210MW Koradi TPS | MERC/CAPEX/2019-2020/735 | 2019-09-16 | 13.2685 | 0 | 0 | 0 | 0 | 0 |  |  | 0 | 0 | 0 | 0
15.1 | Procurement & Replacement of 2250 AH & 220V station battery set and battery charger for U-6 at Koradi TPS 210MW along-with suitable Battery charger. (Including Taxes.) | MERC/CAPEX/2019-2020/735 | 2019-09-16 | 2.95 | 2.87 | 2.87 | 0 | 0 | 0 |  |  | 0 | 0 | 0 | 0
15.2 | Retrofitting of existing VCB to U#7 HT Board, Station area & Outdoor area | MERC/CAPEX/2019-2020/735 | 2019-09-16 | 8.2423 | 0 | 0 | 0 | 0 | 0 |  |  | 0 | 0 | 0 | 0
15.3 | Supply & retrofitting of GT, UAT, 6.6 KV Motor and 6.6 KV feeder protection with numerical relay & for motor & feeder protection for Unit-7. | MERC/CAPEX/2019-2020/735 | 2019-09-16 | 1.0962 | 0 | 0 | 0 | 0 | 0 |  |  | 0 | 0 | 0 | 0
0 | IDC | MERC/CAPEX/2019-2020/735 | 2019-09-16 | 0.98 | 0 | 0 | 0 | 0 | 0 |  |  | 0 | 0 | 0 | 0
16 | Decommissioning & Up-gradation of existing DCS at U#5 with Re-commissioning of the same at U#7 & Procurement of rotating assembly for GS Water Pump at Koradi TPS-210 MW at Koradi TPS | MERC/CAPEX/2019-2020/WFH/SBR/11 | 2020-06-08 | 11.23 | 0 | 0 | 0 | 0 | 0 |  |  | 0 | 0 | 0 | 0
16.1 | Decommissioning & Shifting of M/s ABB make DCS system at KTPS Unit # 5 & Re-commissioning with Up gradation to Symphony Plus at KTPS Unit #7, 210MW Koradi. | MERC/CAPEX/2019-2020/WFH/SBR/11 | 2020-06-08 | 8.97 | 0 | 0 | 0 | 0 | 0 |  |  | 0 | 0 | 0 | 0
16.2 | Supply, erection & commissioning of rotating assembly for general service water pumps at 210 MW, KTPS, Koradi. | MERC/CAPEX/2019-2020/WFH/SBR/11 | 2020-06-08 | 1.9 | 0 | 0 | 0 | 0 | 0 |  |  | 0 | 0 | 0 | 0
0 | IDC | MERC/CAPEX/2019-2020/WFH/SBR/11 | 2020-06-08 | 0.36 | 0 | 0 | 0 | 0 | 0 |  |  | 0 | 0 | 0 | 0
17 | Flue Gas Desulphurization (FGD) System at 10 Nos. of 210 MW Units at Chandrapur, Koradi, Khaperkheda & Nasik TPS | MERC/CAPEX/2021-2022/MSPGCL/097 | 2022-03-14 | 69.43 | 0 | 0 | 0 | 0 | 0 |  |  | 0 | 0 | 0 | 0
17.1 | Flue Gas Desulphurization (FGD) System at Unit #6 Koradi TPS | MERC/CAPEX/2021-2022/MSPGCL/097 | 2022-03-14 | 66.55 | 98.04 | 96.25 | 1.79 | 0 | 0 |  |  | 0 | 1.79 | 0 | 0
0 | IDC | MERC/CAPEX/2021-2022/MSPGCL/097 | 2022-03-14 | 2.88 | 2.88 | 0 | 2.88 | 0 | 0 |  |  | 0 | 2.88 | 0 | 0
HO DPR 2 | Ash Augmentation System at Nasik & Koradi Thermal Power Station | MERC/CAP/DPR/10/08/537 | 2008-03-04 | 26.99 | 0 | 0 | 0 | 0 | 0 |  |  | 0 | 0 | 0 | 0
HO DPR 2.2 | Ash Augmentation System at Koradi Thermal Power Station | MERC/CAP/DPR/10/08/537 | 2008-03-04 | 26.99 | 24.14 | 24.14 | 0 | 0 | 0 |  |  | 0 | 0 | 0 | 0
0 | IDC | MERC/CAP/DPR/10/08/537 | 2008-03-04 | 0 | 0 | 0 | 0 | 0 | 0 |  |  | 0 | 0 | 0 | 0
HO DPR 5 | Procurement of energy efficient HT motors at Bhusawal TPS, Koradi TPS, Chandrapur TPS, khaperkheda TPS, Parli TPS & Paras TPS as insurance spares | MERC/TECH 1/CAPEX/20142015/01218 | 2014-11-25 | 2.22 | 0 | 0 | 0 | 0 | 0 |  |  | 0 | 0 | 0 | 0
HO DPR 5.6 | Koradi: Procurement & Commissioning of Energy efficient HT motors (Coal Mill & PA fan) for Unit-7at KTPS | MERC/TECH 1/CAPEX/20142015/01218 | 2014-11-25 | 2.22 | 0.14 | 0.14 | 0 | 0 | 0 |  |  | 0 | 0 | 0 | 0
HO DPR 7 | Installation of Real Time Online Coal-Ash Analyzer at various TPS | MERC/CAPEX/20162017/00774 | 2016-09-30 | 4.0552 | 0 | 0 | 0 | 0 | 0 |  |  | 0 | 0 | 0 | 0
HO DPR 7.2 | Koradi TPS | MERC/CAPEX/20162017/00774 | 2016-09-30 | 4.0552 | 0 | 0 | 0 | 0 | 0 |  |  | 0 | 0 | 0 | 0
HO DPR 8 | Replacement of Fire Tenders at Various Power Stations of Mahagenco | MERC/CAPEX/20172018/4653 | 2017-11-13 | 2.7 | 0 | 0 | 0 | 0 | 0 |  |  | 0 | 0 | 0 | 0
HO DPR 8.1 | Advance Multipurpose Fire Tender for KTPS | MERC/CAPEX/20172018/4653 | 2017-11-13 | 1.45 | 1.7765 | 1.7765 | 0 | 0 | 0 |  |  | 0 | 0 | 0 | 0
HO DPR 8.2 | Normal Multipurpose Fire Tender for KTPS | MERC/CAPEX/20172018/4653 | 2017-11-13 | 1.25 | 2.18 | 2.18 | 0 | 0 | 0 |  |  | 0 | 0 | 0 | 0
0 | IDC | MERC/CAPEX/20172018/4653 | 2017-11-13 | 0 | 0 | 0 | 0 | 0 | 0 |  |  | 0 | 0 | 0 | 0
HO DPR-11 | Reuse of tertiary treated water for Koradi and Khaperkheda Thermal Power Plant from Bhandewadi STP | MERC/CAPEX/MSPGCL/2018-19/1156 | 2018-07-24 | 21.13 | 0 | 0 | 0 | 0 | 0 |  |  | 0 | 0 | 0 | 0
HO DPR 11.1 | Reuse of tertiary treated water for Koradi and Khaperkheda Thermal Power Plant from Bhandewadi STP | MERC/CAPEX/MSPGCL/2018-19/1156 | 2018-07-24 | 20.41 | 10.435 | 10.4338 | 0.0012486 | 0 | 0 |  |  | 0 | 0.0012486 | 0 | 0
0 | IDC | MERC/CAPEX/MSPGCL/2018-19/1156 | 2018-07-24 | 0.72 | 0 | 0 | 0 | 0 | 0 |  |  | 0 | 0 | 0 | 0
HO DPR-12 | Various DPR Schemes for The work of maintaining the zero discharge condition of Pond No. 2 & Pond No.3 and providing the facilities on peripheral area of Pond No.3 such as roads / bridges with lightening arrangement at Koradi TPS | MERC/CAPEX/2018-2019/1242 | 2018-09-22 | 15.7443 | 0 | 0 | 0 | 0 | 0 |  |  | 0 | 0 | 0 | 0
HO DPR 12.1 | The work of maintaining the zero discharge condition of Pond No.2 & Pond No.3 at KTPS Koradi | MERC/CAPEX/2018-2019/1242 | 2018-09-22 | 4.2068 | 0.30539 | 0.30539 | 0 | 0 | 0 |  |  | 0 | 0 | 0 | 0
HO DPR 12.2 | Providing the facilities on peripheral area of Pond No.3 such as roads / bridges with lightening arrangement at Koradi TPS | MERC/CAPEX/2018-2019/1242 | 2018-09-22 | 11.5375 | 8.1964 | 7.792 | 0.40442 | 0 | 0 |  |  | 0 | 0.40442 | 0 | 0
HO DPR 13 | Construction of new Administrative Building for Mahagenco at Vidyut Bhawan, Katol Road, Nagpur | MERC/CAPEX/2021-2022/MSPGCL/063 | 2022-02-12 | 57 | 0 | 0 | 0 | 0 | 0 |  |  | 0 | 0 | 0 | 0
HO DPR 13.1 | Construction of new Administrative Building for Mahagenco at Vidyut Bhawan, Katol Road, Nagpur | MERC/CAPEX/2021-2022/MSPGCL/063 | 2022-02-12 | 54.24 | 0 | 0 | 0 | 0 | 0 |  |  | 0 | 0
0 | IDC | MERC/CAPEX/2021-2022/MSPGCL/063 | 2022-02-12 | 2.76 | 0 | 0 | 0 | 0 | 0 |  |  | 0 | 0
HO DPR 14 | Centralized Monitoring Solution | MERC/CAPEX/MSPGCL/2023-24/0576 | 2023-11-02 | 69.309 | 0 | 0 | 0 | 0 | 0 |  |  | 0 | 0
HO DPR 14.1 | Centralized Monitoring Solution | MERC/CAPEX/MSPGCL/2023-24/0576 | 2023-11-02 | 66.009 | 0 | 0 | 0 | 0 | 0 |  |  | 0 | 0
0 | IDC | MERC/CAPEX/MSPGCL/2023-24/0576 | 2023-11-02 | 3.3 | 0 | 0 | 0 | 0 | 0 |  |  | 0 | 0
0 | 0 | 0 | - | 0 | 0 | 0 | 0 | 0 | 0 |  |  | 0 | 0
0 | (i) Yet to be Submitted to MERC | 0 | - | 0 | 0 | 0 | 0 | 0 | 0 |  |  | 0 | 0
1 | Various plant performance improvement scheme of 210 MW, Unit 06, KTPS | (ii) Yet to be submitted to MERC | - | 0 | 0 | 0 | 0 | 0 | 0 |  |  | 0 | 0
1.1 | Modification / replacement of existing compressor system to reduce auxiliary power consumption of Unit-6 | (ii) Yet to be submitted to MERC | - | 0 | 5 | 5 | 0 | 0 | 0 |  |  | 0 | 0
1.2 | Procurement of 2 Nos. Diesel Engine Driven Pumps at Fire Fighting pump house. | (ii) Yet to be submitted to MERC | - | 0 | 2 | 2 | 0 | 0 | 0 |  |  | 0 | 0
1.3 | Supply ,erection and commissioning of complete mechanical, electrical, C & I and design & engineering of associated structural and architectural works of PLC based pneumatic operated mill reject system | (ii) Yet to be submitted to MERC | - | 0 | 7.12 | 7.12 | 0 | 0 | 0 |  |  | 0 | 0
1.4 | Supply ,erection of the modification of existing coal bunker and commissioning of bunker chute assembly with vibrating motor to avoid bunker mouth coal choke up | (ii) Yet to be submitted to MERC | - | 0 | 7.4 | 7.4 | 0 | 0 | 0 |  |  | 0 | 0
1.5 | Procurement of S S Tubes for Condenser. | (ii) Yet to be submitted to MERC | - | 0 | 1 | 1 | 0 | 0 | 0 |  |  | 0 | 0
1.6 | Complete replacement of ducting system from Economizer inlet to ESP outlet for Unit-6 | (ii) Yet to be submitted to MERC | - | 0 | 3 | 3 | 0 | 0 | 0 |  |  | 0 | 0
1.7 | Procurement of Economiser coil at Unit-6,KTPS,Koradi | (ii) Yet to be submitted to MERC | - | 0 | 5 | 5 | 0 | 0 | 0 |  |  | 0 | 0
1.8 | Complete replacement of Collecting Plates and Emitting Electodes of ESP of Unit-6 | (ii) Yet to be submitted to MERC | - | 0 | 3.5 | 3.5 | 0 | 0 | 0 |  |  | 0 | 0
1.9 | Procurement of 2 nos. higher capacity and energy efficient complete G S pump along with motor. | (ii) Yet to be submitted to MERC | - | 0 | 4.5 | 4.5 | 0 | 0 | 0 |  |  | 0 | 0
1.1 | Procurement of Coal mill XRP-803 body with complete assymbly at BM-II,210MW,Unit-6, KTPS,Koradi. | (ii) Yet to be submitted to MERC | - | 0 | 5 | 5 | 0 | 0 | 0 |  |  | 0 | 0
1.11 | Procurement of ID fan complete rotor assembly for Unit-6 | (ii) Yet to be submitted to MERC | - | 0 | 5 | 5 | 0 | 0 | 0 |  |  | 0 | 0
1.12 | Procurement of VT pump for ETP RWP | (ii) Yet to be submitted to MERC | - | 0 | 2 | 2 | 0 | 0 | 0 |  |  | 0 | 0
1.13 | Procurement of Air Preheater Basket for Unit No. 6(228 MW) at KTPS , Koradi. | (ii) Yet to be submitted to MERC | - | 0 | 6 | 6 | 0 | 0 | 0 |  |  | 0 | 0
1.14 | Procurement of FD fan complete rotor assembly for Unit-6 | (ii) Yet to be submitted to MERC | - | 0 | 0 | 0 | 0 | 5 | 5 |  |  | 5 | 0
1.15 | Procurement of BFP Cartridge. | (ii) Yet to be submitted to MERC | - | 0 | 0 | 0 | 0 | 10 | 10 |  |  | 10 | 0
1.16 | Procurement of PA fan complete rotor assembly for Unit-6 | (ii) Yet to be submitted to MERC | - | 0 | 0 | 0 | 0 | 5 | 5 |  |  | 5 | 0
2 | Various Electrical & Instrumentation improvement & upgradation scheme of 210 MW, Unit 06, KTPS | (ii) Yet to be submitted to MERC | - | 0 | 0 | 0 | 0 | 0 | 0 |  |  | 0 | 0
2.1 | Upgradation of LT MCC Feeder above 90 KW by LT ACB for reliability enhancement | (ii) Yet to be submitted to MERC | - | 0 | 3.84 | 3.84 | 0 | 0 | 0 |  |  | 0 | 0
2.2 | Upgradation of LT breakers by new technology LT ACB for performance improvement | (ii) Yet to be submitted to MERC | - | 0 | 4.44 | 4.44 | 0 | 0 | 0 |  |  | 0 | 0
2.3 | Supply & retrofitting of 6.6 KV motor and 6.6 KV feeder protection with numerical relay & motor & feeder protection for station board. | (ii) Yet to be submitted to MERC | - | 0 | 2 | 2 | 0 | 0 | 0 |  |  | 0 | 0
2.4 | or statutory pollution requirementstack emmission | (ii) Yet to be submitted to MERC | - | 0 | 2 | 2 | 0 | 0 | 0 |  |  | 0 | 0
2.5 | Supply and installation of new VCB for Unit 6 board and outdoor area at 210MW, Koradi TPS | (ii) Yet to be submitted to MERC | - | 0 | 20 | 20 | 0 | 0 | 0 |  |  | 0 | 0
2.6 | DCS system regulates controls across entire plants, waiting too long to upgrade can lead to system abnormal behaviour. So it is required to upgrade our HMI DCS system. | (ii) Yet to be submitted to MERC | - | 0 | 4.73 | 4.73 | 0 | 0 | 0 |  |  | 0 | 0
2.7 | Supply, Erection & Commissioning of Distribution Panel of Colony at KTPS,Koradi. | (ii) Yet to be submitted to MERC | - | 0 | 2.1 | 2.1 | 0 | 0 | 0 |  |  | 0 | 0
2.8 | Supply, Erection, Testing and commissioning of High Mast Lighting System for Stadium at Koradi Cricket Ground, TYPE-VII Ground, Ground Near Hanuman Mandir under KTPS Colony, Koradi. | (ii) Yet to be submitted to MERC | - | 0 | 3.5 | 3.5 | 0 | 0 | 0 |  |  | 0 | 0
2.9 | Upgrading of stacker reclaimer with PLC panel by replacing existing relay logic panel. | (ii) Yet to be submitted to MERC | - | 0 | 1 | 1 | 0 | 0 | 0 |  |  | 0 | 0
2.1 | Provision, modification, retrofitting and revamping of lighting system at 210 MW, KTPS, Koradi. | (ii) Yet to be submitted to MERC | - | 0 | 5 | 5 | 0 | 0 | 0 |  |  | 0 | 0
2.11 | for smooth running of system ACNCS to be upgraded. | (ii) Yet to be submitted to MERC | - | 0 | 2.36 | 2.36 | 0 | 0 | 0 |  |  | 0 | 0
2.12 | Provision, modification and revamping of HT & LT CABLE laying system | (ii) Yet to be submitted to MERC | - | 0 | 15 | 15 | 0 | 0 | 0 |  |  | 0 | 0
2.13 | Replacement of meter cabinet of staff quarters buildings at KTPS,Koradi. | (ii) Yet to be submitted to MERC | - | 0 | 4 | 4 | 0 | 0 | 0 |  |  | 0 | 0
2.14 | Procurement of energy efficient H.T. motor for Impact Crusher and various L.T. motors for CHP 210MW. | (ii) Yet to be submitted to MERC | - | 0 | 2.22 | 2.22 | 0 | 0 | 0 |  |  | 0 | 0
2.15 | Procurement of enegy efficient LT motors for 210 MW,KTPS | (ii) Yet to be submitted to MERC | - | 0 | 2 | 2 | 0 | 0 | 0 |  |  | 0 | 0
2.16 | Procurement installation and comm of VFD for fire fighting pumps | (ii) Yet to be submitted to MERC | - | 0 | 5 | 5 | 0 | 0 | 0 |  |  | 0 | 0
2.17 | Procurement & installation single STOCK processor | (ii) Yet to be submitted to MERC | - | 0 | 1.5 | 1.5 | 0 | 0 | 0 |  |  | 0 | 0
2.18 | Refurbishment of existing MCC board of the Stacker reclaimer | (ii) Yet to be submitted to MERC | - | 0 | 0.2 | 0.2 | 0 | 0 | 0 |  |  | 0 | 0
2.19 | Supply, erection, commissioning of Energy monitoring system along with its software | (ii) Yet to be submitted to MERC | - | 0 | 0.8 | 0.8 | 0 | 0 | 0 |  |  | 0 | 0
2.2 | To upgrade existing installed effluent analyser with software & other hardware for remote calibration & direct data transmission. | (ii) Yet to be submitted to MERC | - | 0 | 1.32 | 1.32 | 0 | 0 | 0 |  |  | 0 | 0
2.21 | Various Electrical & Instrumentation improvement & upgradation scheme of 210 MW, Unit 06, KTPS | (ii) Yet to be submitted to MERC | - | 0 | 0.4 | 0.4 | 0 | 0 | 0 |  |  | 0 | 0
2.22 | Procurement installation and comm of VFD for CEP and compressors | (ii) Yet to be submitted to MERC | - | 0 | 0 | 0 | 0 | 8 | 8 |  |  | 8 | 0
2.23 | Procurement & installation of power saving plates for 210 mW, KTPS, koradi | (ii) Yet to be submitted to MERC | - | 0 | 0 | 0 | 0 | 2 | 2 |  |  | 2 | 0
2.24 | Procurement & installation of insulation monitoring system for 210 mW, KTPS, koradi | (ii) Yet to be submitted to MERC | - | 0 | 0 | 0 | 0 | 2 | 2 |  |  | 2 | 0
2.25 | Drum level and FST level measurement through hydrastep. | (ii) Yet to be submitted to MERC | - | 0 | 0 | 0 | 0 | 1.5 | 1.5 |  |  | 1.5 | 0
2.26 | Renovation of CCTV system at Augumentation plant CHP 210MW | (ii) Yet to be submitted to MERC | - | 0 | 0 | 0 | 0 | 0.2 | 0.2 |  |  | 0.2 | 0
2.27 | upgradation of various LT boards at unit no. 6, 210 MW | (ii) Yet to be submitted to MERC | - | 0 | 0 | 0 | 0 | 20 | 20 |  |  | 20 | 0
3 | Various Coal Handling plant performance improvement scheme of 210 MW, Unit 06, KTPS | (ii) Yet to be submitted to MERC | - | 0 | 0 | 0 | 0 | 0 | 0 |  |  | 0 | 0
3.1 | CHP IMPROVEMENT OF WAGON UNLOADING TO BUNKERING SYSTEM OF AUGMENTATION PLANT,210MW | (ii) Yet to be submitted to MERC | - | 0 | 12.74 | 12.74 | 0 | 0 | 0 |  |  | 0 | 0
3.2 | CHP IMPROVEMENT OF STACKING & RECLAIMING SYSTEM INCLUDING STACKER RECLAIMER MACHINE OF AUGMENTATION PLANT,210MW | (ii) Yet to be submitted to MERC | - | 0 | 13.57 | 13.57 | 0 | 0 | 0 |  |  | 0 | 0
3.3 | CHP IMPROVEMENT OF STACKING & RECLAIMING SYSTEM INCLUDING STACKER RECLAIMER MACHINE OF AUGMENTATION PLANT,210MW | (ii) Yet to be submitted to MERC | - | 0 | 8.55 | 8.55 | 0 | 0 | 0 |  |  | 0 | 0
3.4 | CHP IMPROVEMENT OF STACKING & RECLAIMING SYSTEM INCLUDING STACKER RECLAIMER MACHINE OF AUGMENTATION PLANT,210MW | (ii) Yet to be submitted to MERC | - | 0 | 0.89 | 0.89 | 0 | 0 | 0 |  |  | 0 | 0
3.5 | CHP IMPROVEMENT OF STACKING & RECLAIMING SYSTEM INCLUDING STACKER RECLAIMER MACHINE OF AUGMENTATION PLANT,210MW | (ii) Yet to be submitted to MERC | - | 0 | 3.25 | 3.25 | 0 | 0 | 0 |  |  | 0 | 0
3.6 | Devloping infrastructure for raw coal ground unloading | (ii) Yet to be submitted to MERC | - | 0 | 0 | 0 | 0 | 10.5 | 10.5 |  |  | 10.5 | 0
4 | Procurement and replacement of entire GS/DM pipings in phase manner | 0 | - | 0 | 30 | 30 | 0 | 0 | 0 |  |  | 0 | 0
5 | Providing New water supply scheme to colony at KTPS, Koradi | 0 | - | 0 | 25.1 | 25.1 | 0 | 0 | 0 |  |  | 0 | 0
0 | B) Non-DPR Schemes | 0 | - | 0 | 0 | 0 | 0 | 0 | 0 |  |  | 0 | 0
1 | ABC Powder type DCP Composite Fire Extinguisher | 0 | - | 0 | 1.9778 | 1.9778 | 0 | 0 | 0 |  |  | 0 | 0
2 | Procurment of Complete Air heater Baskets Of Unit-6 210 MW | 0 | - | 0 | 2.72 | 2.72 | 0 | 0 | 0 |  |  | 0 | 0
3 | Procurement of Complete Rotor Assembly with Rotor Blades and Actuating Rod Assembly for PA Fan Type AP2 17/12 for Unit-6, 210MW, KTPS, Koradi | 0 | - | 0 | 4.25 | 4.25 | 0 | 0 | 0 |  |  | 0 | 0
4 | Upgradation Of Dcs System Eas,Bu & Historian Server For Unit 6 210mw, Ktps Koradi | 0 | - | 0 | 1.25 | 1.25 | 0 | 0 | 0 |  |  | 0 | 0
5 | Work of the retrofitting/refurbishment of H2 compressor along with supply of recommended spares for Hydrogen Generation Plant at KTPS, Koradi, 210 MW.” | 0 | - | 0 | 2.31 | 2.31 | 0 | 0 | 0 |  |  | 0 | 0
6 | Design, Engineering, Supply and Installation of Energy Efficient Lighting System at various areas of 210 MW, Koradi TPS. | 0 | - | 0 | 9.27 | 9.27 | 0 | 0 | 0 |  |  | 0 | 0
7 | Providing and laying bituminous macadam surface to various roads and widening of roads, at KTPS colony, Koradi. | 0 | - | 0 | 4.75 | 4.75 | 0 | 0 | 0 |  |  | 0 | 0
8 | 3-E-Procurement of CW pump modified impeller for Unit 6, KTPS, Koradi. | 0 | - | 0 | 0.53 | 0.53 | 0 | 0 | 0 |  |  | 0 | 0
9 | 3-C-Procurement of Edwards make vacuum pump along with motor and spares for Unit 6, KTPS, Koradi, 210 MW | 0 | - | 0 | 2.77 | 2.77 | 0 | 0 | 0 |  |  | 0 | 0
10 | Procurment of Complete Haudraulic Fluid Coupling | 0 | - | 0 | 1.17 | 1.17 | 0 | 0 | 0 |  |  | 0 | 0
11 | Upgradation Of Turbovisary Instrument | 0 | - | 0 | 2.11 | 2.11 | 0 | 0 | 0 |  |  | 0 | 0
12 | Supply, Installation, Testing and Commissioning for complete solution and comprehensive protection and monitoring package along with retrofit of allied accessories for Generator Transformer and station transformers for 1 X 228 MW, Unit # 6, KTPS, Koradi | 0 | - | 0 | 12.11 | 12.11 | 0 | 0 | 0 |  |  | 0 | 0
13 | Up grading of MCC motor feeder Trolleys of various ratings with the installation of LT Air Circuit Breakers at 210 MW, Koradi TPS | 0 | - | 0 | 3.84 | 3.84 | 0 | 0 | 0 |  |  | 0 | 0
14 | Supply, erection, commissioning of Energy monitoring system along with its software | 0 | - | 0 | 0.4 | 0.4 | 0 | 0 | 0 |  |  | 0 | 0
15 | Design,erection & commissining of interconnecting short conveyor at chp 210 mw. | 0 | - | 0 | 3.2 | 3.2 | 0 | 0 | 0 |  |  | 0 | 0
16 | Supply & retrofitting, commissioning and testing of numerical motor protection, feeder protection and under voltage relays of 6.6 KV HT Station board at U#06,210MW ,KTPS ,koradi | 0 | - | 0 | 2 | 2 | 0 | 0 | 0 |  |  | 0 | 0
17 | Proc. of complete journal assembly with grinding roll for Coal millXRP-803 for U6,210MW | 0 | - | 0 | 2.67 | 2.67 | 0 | 0 | 0 |  |  | 0 | 0
18 | Modification & Restoration of APH outlet to ESP inlet flue gas ducts & allied work in U6,210MW,Koradi TPS | 0 | - | 0 | 9.34 | 9.34 | 0 | 0 | 0 |  |  | 0 | 0
19 | Construction of Rigid pavement along with RCC DRAIN at 210MW | 0 | - | 0 | 7.55 | 7.55 | 0 | 0 | 0 |  |  | 0 | 0
20 | Supply and replacement of recommended spares for Hydrogen Generation Plant at KTPS, Koradi, 210 MW.” | 0 | - | 0 | 2.31 | 2.31 | 0 | 0 | 0 |  |  | 0 | 0
0 | SCHEME OF HMI UPGRADATION OF VALMET DNA (METSO) DCS SYSTEM ALONG WITH COMPLETE NETWORKING ARCHITECTURE. | 0 | - | 0 | 0 | 0 | 0 | 0 | 0 |  |  | 0 | 0
0 | Procurement of OEM Gearboxes of important auxiliaries in CHP 210 MW. | 0 | - | 0 | 0 | 0 | 0 | 0 | 0 |  |  | 0 | 0
0 | REVAMPING OF E-POINT GROUND HOPPERS COAL FEEDING SYSTEM & ITS FEEDERS AT CHP 210 MW, KTPS, Koradi. | 0 | - | 0 | 0 | 0 | 0 | 0 | 0 |  |  | 0 | 0
0 | Design,supply, installation and commissioning of high performance energy chain system for bunker tripper trollies at CHP EM 210MW. | 0 | - | 0 | 1.25 | 1.25 | 0 | 0 | 0 |  |  | 0 | 0
0 | Design,supply, installation and commissioning of high performance energy chain system forstacker reclaimer at CHP EM 210MW. | 0 | - | 0 | 4 | 4 | 0 | 0 | 0 |  |  | 0 | 0
0 | Supply and installation of battery chargers at CHP EM 210MW. | 0 | - | 0 | 1 | 1 | 0 | 0 | 0 |  |  | 0 | 0
0 | Supply and installation of PLC at Wagon Tippler 4 at CHP EM 210MW. | 0 | - | 0 | 2 | 2 | 0 | 0 | 0 |  |  | 0 | 0
0 | Upgradation of existing manual desk of CHP 210MW by PLC based automated operation for efficient operation of auxillaries at CHP control room at CHP EM 210MW. | 0 | - | 0 | 7 | 7 | 0 | 0 | 0 |  |  | 0 | 0
0 | GENERAL ASSET | 0 | - | 0 | 0 | 0 | 0 | 0 | 0 |  |  | 0 | 0
1 | Vehicles | 0 | - | 0 | 0.10556 | 0.10556 | 0 | 0 | 0 |  |  | 0 | 0
2 | GENERAL ASSET--AKRDFOGA01-OFFICE FURNITURE | N.A. | - | 0 | 2.1231 | 2.1231 | 0 | 0 | 0 |  |  | 0 | 0
3 | GENERAL ASSET--AKRDFOGA02-COMPUTERS,PRINTER,SCANNER | N.A. | - | 0 | 5.3514 | 5.0232 | 0.32816 | 0 | 0 |  |  | 0 | 0.32816
4 | GENERAL ASSET--AKRDFOGA03-AC,WATER COOLER | N.A. | - | 0 | 3.7731 | 3.7413 | 0.031864 | 0 | 0 |  |  | 0 | 0.031864
5 | GENERAL ASSET--AKRDFOGA04-AIR PURIFIER | N.A. | - | 0 | 0.0105 | 0 | 0.0105 | 0 | 0 |  |  | 0 | 0.0105
6 | GENERAL ASSET--OTHER GENERAL ASSET | 0 | - | 0 | 0.052781 | 0.066045 | -0.013264 | 0 | 0 |  |  | 0 | -0.013264
| Total |  |  |  | 1177.1072 | 1152.561 | 24.5462 | 64.2 | 64.2 | 0 | 0 | 64.2 | 24.5462