## INDEX
Category wise Lists of Item Codes under Limited Tender
SN | Category | No. of Vendors | No. of Items | Last Updated
1 | BOILER SPARES (210MW) | 9 | 230 | 16.11.2023
2 | TURBINE SPARES (210MW-LMZ UNITS) | 3 | 194 | 16.11.2023
3 | ECONOMISER COILS - 210MW | 7 | 21 | 16.11.2023
4 | SUPERHEATER, REHEATER AND LTSH (250MW AND 500MW) | 7 | 27 | 16.11.2023
5 | ECONOMISER COILS - 250MW AND 500MW | 7 | 17 | 16.11.2023
6 | SUPERHEATER, REHEATER AND LTSH (210MW) | 7 | 12 | 16.11.2023
7 | APH BASKETS (500MW) | 4 | 34 | 16.11.2023
8 | CARTRIDGES OF BFP | 3 | 2 | 16.11.2023
9 | APH GEAR BOXES (210 MW) | 4 | 1 | 16.11.2023
10 | ESP SPARES (500MW) | 4 | 110 | 16.11.2023
11 | BBD COAL MILL | 4 | 1 | 16.11.2023
12 | SPECIAL PURPOSE WELDING ELECTRODES | 7 | 257 | 16.11.2023
13 | HT MOTORS | 8 | 214 | 16.11.2023
14 | LT MOTORS | 9 | 1141 | 16.11.2023
15 | GROUP-A BEARING | 2 | 345 | 16.11.2023
16 | GROUP-B BEARING | 3 | 386 | 16.11.2023
17 | GROUP-C BEARING | 6 | 300 | 16.11.2023
18 | GROUP-D BEARING | 7 | 664 | 16.11.2023
19 | GROUP-E BEARING | 9 | 632 | 16.11.2023
20 | GROUP-F BEARING | 8 | 100 | 16.11.2023
21 | ELMO PUMP SPARES | 2 | 46 | 16.11.2023
22 | MECHANICAL FACE SEAL ASSEMBLY AND SPARES (SPRING LOADED) | 4 | 53 | 16.11.2023
23 | COAL MILL EXTERNAL OIL FILTRATION SYSTEM AND SPARES | 4 | 6 | 16.11.2023
24 | JOURNAL SHAFT WITH SPLIT SLEEVE AND SPARES | 4 | 7 | 16.11.2023
25 | VERTICAL SHAFT WITH SPLIT SLEEVE AND SPARES | 4 | 5 | 16.11.2023
26 | OIL GUN ASSEMBLY AND SPARES (MODIFIED) | 5 | 114 | 16.11.2023
27 |  |  |  | 16.11.2023
28 | SPARES OF ASH SLURRY PUMPS (WARMAN MAKE) | 2 | 175 | 16.11.2023
29 | SPARES OF ASH SLURRY PUMPS (INDURE MAKE) | 2 | 122 | 16.11.2023
30 | COMPLETE JOURNAL ASSEMBLIES OF XRP-1043 COAL MILL FOR 500 MW | 3 | 2 | 16.11.2023
31 | TURBINE SPARES 250MW & 500MW UNITS | 4 | 311 | 16.11.2023
32 | 60 KG RAIL TRACK | 2 | 1 | 16.11.2023
33 | BOILER SPARES (250MW & 500MW) | 8 | 153 | 16.11.2023
34 | CERAMIC LINED PIPES, BENDS AND ELBOWS 250MW & 500MW UNITS | 5 | 228 | 16.11.2023
35 | SAFETY VALVE & ISOLATING VALVE AND SPARES | 5 | 216 | 16.11.2023
36 | CAST BASALT LINED PIPES AND BENDS | 2 | 54 | 16.11.2023
37 | TURBINE SPARES 210MW (KWU) | 4 | 2 | 16.11.2023
38 | APH BASKETS AND SPARES (660MW) | 3 | 3 | 16.11.2023
39 | SPARES OF IDCT TYPE COOLING TOWERS OF 210 MW UNITS | 3 | 14 | 16.11.2023
40 | SPARES OF IDCT TYPE COOLING TOWERS OF 500 MW UNITS | 4 | 39 | 16.11.2023
41 | HIGH PRESSURE CONTROL VALVES AND SPARES | 2 | 58 | 16.11.2023
42 | MECHANICAL SEALS & SPARES FOR BOILER FEED, BOOSTER & CONDENSATE EXTRACTION PUMPS | 3 | 194 | 16.11.2023
43 | SERVICE ITEM CODES |  | 18 | 16.11.2023
44 | MISCELLANEOUS |  | 5 | 16.11.2023

## Vendor List
S.N. | CATEGORY | VENDOR NAME | SAP ID
1 | BOILER SPARES OF 210 MW UNIT | BHARAT HEAVY ELECTRICALS LIMITED | 50226 | 276
|  | L&T- MHI POWER BOILERS PRIVATE LIMITED | 55690
|  | GE POWER INDIA LTD | 50089
|  | AIR SYSTEMS LIMITED | 50060
|  | TOOL INDIA LIMITED | 51670
|  | BAJAJ POWER EQUIPMENTS PVT LTD | 57152
|  | BEND JOINTS PRIVATE LIMITED | 57683
|  | KAPPATI BOWL MILLS PVT LTD | 54888
|  | SHRAVANI HITECH PRIVATE LIMITED | 50051
2 | TURBINE SPARES 210 MW LMZ DESIGN. | BHARAT HEAVY ELECTRICALS LIMITED | 50226
|  | SWATI ENERGY AND PROJECTS PRIVATE LIMITED | 51616
|  | GE POWER INDIA LTD | 50089 | 201
3 | ECONOMIZER COILS OF 210 MW THERMAL UNITS | BHARAT HEAVY ELECTRICALS LIMITED | 50226 | 21
|  | L&T- MHI POWER BOILERS PRIVATE LIMITED | 55690
|  | GE POWER INDIA LTD | 50089
|  | DOOSAN POWER SYSTEMS INDIA PVT. LTD. | 53057
|  | BAJAJ POWER EQUIPMENTS PVT LTD | 57152
|  | BEND JOINTS PRIVATE LIMITED | 57683
|  | SHRAVANI HITECH PRIVATE LIMITED | 50051
4 | SUPERHEATER, REHEATER AND LTSH (250 MW AND 500MW) | BHARAT HEAVY ELECTRICALS LIMITED | 50226 | 26
|  | L&T- MHI POWER BOILERS PRIVATE LIMITED | 55690
|  | GE POWER INDIA LTD | 50089
|  | DOOSAN POWER SYSTEMS INDIA PVT. LTD. | 53057
|  | BAJAJ POWER EQUIPMENTS PVT LTD | 57152
|  | BEND JOINTS PRIVATE LIMITED | 57683
|  | SHRAVANI HITECH PRIVATE LIMITED | 50051
5 | ECONOMIZER COILS (250MW AND 500MW) | BHARAT HEAVY ELECTRICALS LIMITED | 50226 | 6
|  | L&T- MHI POWER BOILERS PRIVATE LIMITED | 55690
|  | GE POWER INDIA LTD | 50089
|  | DOOSAN POWER SYSTEMS INDIA PVT. LTD. | 53057
|  | BAJAJ POWER EQUIPMENTS PVT LTD | 57152
|  | BEND JOINTS PRIVATE LIMITED | 57683
|  | SHRAVANI HITECH PRIVATE LIMITED | 50051
6 | SUPERHEATER, REHEATER AND LTSH (210MW) | BHARAT HEAVY ELECTRICALS LIMITED | 50226 | 7
|  | L&T- MHI POWER BOILERS PRIVATE LIMITED | 55690
|  | GE POWER INDIA LTD | 50089
|  | DOOSAN POWER SYSTEMS INDIA PVT. LTD. | 53057
|  | BAJAJ POWER EQUIPMENTS PVT LTD | 57152
|  | BEND JOINTS PRIVATE LIMITED | 57683
|  | SHRAVANI HITECH PRIVATE LIMITED | 50051
7 | APH BASKETS (500MW) | BHARAT HEAVY ELECTRICALS LIMITED | 50226 | 21
|  | L & T HOWDEN LTD. | 54395
|  | ARVOS LJUNGSTROM ENERGY INDIA PRIVATE LIMITED | 55679
|  | SHREE DURGA INDUSTRIES | 51424
8 | BFP CARTRIDGES | BHARAT HEAVY ELECTRICALS LIMITED | 50226 | 2
|  | WEIR ENGINEERING SERVICES INDIA LIMITED | 51797
|  | NTPC GE POWER SERVICE PVT. LTD. | 52662
9 | APH GEAR BOXES (210MW) | BHARAT HEAVY ELECTRICALS LIMITED | 50226 | 1
|  | REXNORD INDIA PVT. LTD. | 54439
|  | ELECON ENGINEERING CO. LTD. | 50408
|  | NEW ALLENBERRY WORKS | 50989
10 | ESP SPARES (500MW) | BHARAT HEAVY ELECTRICALS LIMITED | 50226 | 110
|  | AIR SYSTEMS LIMITED | 50060
|  | GE POWER INDIA LTD | 50089
|  | KC COTTRELL INDIA PVT. LTD. | 56725
11 | BBD COAL MILL 4772 | COMPAGNIE ENGRENAGES ET REDUSTEURS MESSAIN | 20806 | 1
|  | NEW ALLENBERRY WORKS | 50989
|  | ELECON ENGINEERING CO. LTD. | 50408
|  | SIEMENS LIMITED | 52913
12 | SPECIAL PURPOSE WELDING ELECTRODES | DIFFUSION ENGINEERS LTD | 50363 | 255
|  | EWAC ALLOYS LIMITED | 52778
|  | ADOR FONTECH | 50050
|  | DNH SECHERON ELECTRODES PVT LTD | 50376
|  | ESAB INDIA LIMITED | 51793
|  | BOBSHELL ELECTRODES LTD | 56975
|  | VOESTALPINE BOHLER WELDING INDIA PVT. LTD | 58665
13 | HT MOTORS | BHARAT HEAVY ELECTRICALS LIMITED | 50226 | 205
|  | SIEMENS LIMITED | 52913
|  | KIRLOSKAR ELECTRICALS LIMITED | 56416
|  | MARATHON ELECTRIC MOTORS INDIA LIMITED | 53515
|  | CROMPTON GREAVES LIMITED | 50321
|  | JYOTI LIMITED | 70243
|  | ABB INDIA LIMITED | 50023
|  | BHARAT BIJLEE LIMITED | 50219
14 | LT MOTORS | BHARAT HEAVY ELECTRICALS LIMITED | 50226 | 1095
|  | SIEMENS LIMITED | 52913
|  | KIRLOSKAR ELECTRICALS LIMITED | 56416
|  | MARATHON ELECTRIC MOTORS INDIA LIMITED | 53515
|  | CROMPTON GREAVES LIMITED | 50321
|  | JYOTI LIMITED | 70243
|  | ABB INDIA LIMITED | 50023
|  | BHARAT BIJLEE LIMITED | 50219
|  | HAVELLS INDIA LIMITED | 52565
15 | GROUP-A BEARINGS | SKF INDIA LIMITED | 51508 | 309
|  | TIMKEN INDIA LIMITED | 51661
16 | GROUP B BEARING | SKF INDIA LIMITED | 51508 | 363
|  | SCHAEFFLER INDIA LIMITED | 50460
|  | TIMKEN INDIA LIMITED | 51661
17 | GROUP-C | SKF INDIA LIMITED | 51508 | 281
|  | SCHAEFFLER INDIA LIMITED | 50460
|  | TIMKEN INDIA LIMITED | 51661
|  | AEC- AUSTIN ENGINEERING CO. LTD. | 50181
|  | NATIONAL ENGG. INDUSTRIES LTD. | 50969
|  | NTN BEARING INDIA LTD. | 54505
18 | GROUP- D BEARINGS | SKF INDIA LIMITED | 51508 | 623
|  | SCHAEFFLER INDIA LIMITED | 50460
|  | TIMKEN INDIA LIMITED | 51661
|  | AEC- AUSTIN ENGINEERING CO. LTD. | 50181
|  | NTN BEARINGS INDIA PVT. LTD. | 54505
|  | NSK INDIA SALES CO. PVT. LTD. | 55007
|  | NBC – NATIONAL ENGINEERING INDUSTRIES LTD. | 50969
19 | GROUP- E BEARINGS | SKF INDIA LIMITED | 51508 | 598
|  | SCHAEFFLER INDIA LIMITED | 50460
|  | TIMKEN INDIA LIMITED | 51661
|  | AEC- AUSTIN ENGINEERING CO. LTD. | 50181
|  | NTN BEARINGS INDIA PVT. LTD. | 54505
|  | NSK INDIA SALES CO. PVT. LTD. | 55007
|  | NBC – NATIONAL ENGINEERING INDUSTRIES LTD. | 50969
|  | EPK BEARINGS INDIA PRIVATE LIMITED | 54563
|  | ABC- ABC BEARINGS LIMITED | 55399
20 | GROUP- F BEARINGS SLEEVES | SKF INDIA LIMITED | 51508 | 96
|  | SCHAEFFLER INDIA LIMITED | 50460
|  | TIMKEN INDIA LIMITED | 51661
|  | AEC- AUSTIN ENGINEERING CO. LTD. | 50181
|  | NTN BEARINGS INDIA PVT. LTD. | 54505
|  | NSK INDIA SALES CO. PVT. LTD. | 55007
|  | NBC – NATIONAL ENGINEERING INDUSTRIES LTD. | 50969
|  | M & M – MBM ENGINEERING INFOTECH LIMITED | 52417
21 | ELMO PUMP SPARES | SIEMENS LIMITED | 52913 | 45
|  | GARDNER DENVER ENGINEERED PRODUCTS INDIA PVT. LTD. | 54904
22 | MECHANICAL FACE SEAL ASSEMBLY AND SPARES (SPRING LOADED) | BHARAT HEAVY ELECTRICALS LIMITED | 50226 | 45
|  | L&T- MHI POWER BOILERS PRIVATE LIMITED | 55690
|  | GE POWER INDIA LTD | 50089
|  | FALCON THERMAL POWER EQUIPMENTS PVT. LTD. | 54589
23 | COAL MILL EXTERNAL OIL FILTRATION SYSTEM AND SPARES | BHARAT HEAVY ELECTRICALS LIMITED | 50226 | 6
|  | L&T- MHI POWER BOILERS PRIVATE LIMITED | 55690
|  | GE POWER INDIA LTD | 50089
|  | FALCON THERMAL POWER EQUIPMENTS PVT. LTD. | 54589
24 | JOURNAL SHAFT WITH SPLIT SLEEVE AND SPARES | BHARAT HEAVY ELECTRICALS LIMITED | 50226 | 5
|  | L&T- MHI POWER BOILERS PRIVATE LIMITED | 55690
|  | GE POWER INDIA LTD | 50089
|  | FALCON THERMAL POWER EQUIPMENTS PVT. LTD. | 54589
25 | VERTICAL SHAFT WITH SPLIT SLEEVE AND SPARES | BHARAT HEAVY ELECTRICALS LIMITED | 50226 | 4
|  | L&T- MHI POWER BOILERS PRIVATE LIMITED | 55690
|  | GE POWER INDIA LTD | 50089
|  | FALCON THERMAL POWER EQUIPMENTS PVT. LTD. | 54589
26 | OIL GUN ASSEMBLY AND SPARES (MODIFIED) | BHARAT HEAVY ELECTRICALS LIMITED | 50226 | 101
|  | L&T- MHI POWER BOILERS PRIVATE LIMITED | 55690
|  | GE POWER INDIA LTD | 50089
|  | FALCON THERMAL POWER EQUIPMENTS PVT. LTD. | 54589
|  | BOILER CONTROLS PRIVATE LIMITED | 50242
27 |  |  |  | 451
28 | ASH SLURRY PUMP SPARES (WARMAN MAKE) | WEIR MINERALS INDIA PVT. LTD. | 51798 | 196
|  | MELCO INDIA PVT. LTD. | 50888
29 | ASH SLURRY PUMP SPARES (INDURE MAKE) | THE INDURE PVT. LTD. | 70843 | 89
|  | MELCO INDIA PVT. LTD. | 50888
30 | COMPLETE JOURNAL ASSEMBLIES OF XRP-1043 (500 MW) | BHARAT HEAVY ELECTRICALS LIMITED | 50226 | 1
|  | GE POWER INDIA LTD | 50089
|  | KAPPATI BOWL MILLS PRIVATE LIMITED | 54888
31 | TURBINE SPARES (250MW & 500MW) | BHARAT HEAVY ELECTRICALS LIMITED | 50226 | 194
|  | SIEMENS LIMITED | 52913
|  | GE POWER INDIA LTD | 50089
|  | L&T MHPS TURBINE GENERATORS PRIVATE LIMITED | 53977
32 | 60 KG RAIL TRACK | STEEL AUTHORITY OF INDIA LIMITED | 57582 | 1
|  | JINDAL STEEL AND POWER LIMITED | 50685
33 | BOILER SPARES (250MW & 500MW) | BHARAT HEAVY ELECTRICALS LIMITED | 50226 | 91
|  | GE POWER INDIA LTD | 50089
|  | L&T- MHI POWER BOILERS PRIVATE LIMITED | 55690
|  | AIR SYSTEMS LIMITED | 50060
|  | BAJAJ POWER EQUIPMENTS PVT LTD | 57152
|  | BEND JOINTS PRIVATE LIMITED | 57683
|  | KAPPATI BOWL MILLS PVT LTD | 54888
|  | SHRAVANI HITECH PRIVATE LIMITED | 50051
34 | CERAMIC LINED PIPES, BENDS AND ELBOWS (250MW & 500MW) | BHARAT HEAVY ELECTRICALS LIMITED | 50226 | 190
|  | GE POWER INDIA LTD | 50089
|  | L&T- MHI POWER BOILERS PRIVATE LIMITED | 55690
|  | DECCAN MECHANICAL & CHEMICAL INDUSTRIES PVT LTD | 50338
|  | ONS ENGINEERING WORKS | 51031
35 | SAFETY VALVE & ISOLATING VALVE AND SPARES | BHARAT HEAVY ELECTRICALS LIMITED | 50226
|  | GE POWER INDIA LTD | 50089
|  | L&T- MHI POWER BOILERS PRIVATE LIMITED | 55690
|  | SHRI IYYAPPA INDUSTRIES | 51467
|  | KOSO INDIA PRIVATE LIMITED | 50733
36 | CAST BASALT LINED PIPES AND BENDS | BHARAT HEAVY ELECTRICALS LIMITED | 50226
|  | DECCAN MECHANICAL & CHEMICAL INDUSTRIES PVT LTD | 50338
37 | TURBINE SPARES 210MW (KWU) | BHARAT HEAVY ELECTRICALS LIMITED | 50226
|  | SIEMENS LIMITED | 52913
|  | L&T MHPS TURBINE GENERATORS PRIVATE LIMITED | 53977
|  | GE POWER INDIA LTD | 50089
38 | APH BASKETS & SPARES (660MW) | BHARAT HEAVY ELECTRICALS LIMITED | 50226
|  | L & T HOWDEN LTD. | 54395
|  | ARVOS LJUNGSTROM ENERGY INDIA PRIVATE LIMITED | 55679
39 | SPARES OF IDCT TYPE COOLING TOWERS OF 210 MW UNITS | PAHARPUR COOLING TOWERS LTD | 70418
|  | NORTH STREET COOLING TOWERS PVT LTD | 53495
|  | AMALGAMATED INDUSTRIAL COMPOSITES PVT LTD | 50093
40 | SPARES OF IDCT TYPE COOLING TOWERS OF 500 MW UNITS | PAHARPUR COOLING TOWERS LTD | 70418
|  | NORTH STREET COOLING TOWERS PVT LTD | 53495
|  | AMALGAMATED INDUSTRIAL COMPOSITES PVT LTD | 50093
|  | PREMIUM TRANSMISSION LTD | 51149
41 | HIGH PRESSURE CONTROL VALVES AND SPARES | BHARAT HEAVY ELECTRICALS LIMITED | 50226
|  | KOSO INDIA PRIVATE LIMITED | 50733
42 | MECHANICAL SEALS & SPARES FOR BOILER FEED, BOOSTER & CONDENSATE EXTRACTION PUMPS | EAGLEBURGMANN INDIA PVT LIMITED (VID:50397) | 50397
|  | FLOWSERVE SANMAR PVT LTD (VID:50476) | 50476
|  | SEALMATIC PRIAVTE LIMITED (VID:57208) | 57208

## 1
BOILER SPARES (210MW)
APPROVED VENDORS:
1) BHARAT HEAVY ELECTRICALS LIMITED (VID: 50226)
2) L&T- MHI POWER BOILERS PRIVATE LIMITED (VID:55690)
3) GE POWER INDIA LTD (VID: 50089)
4) AIR SYSTEMS LIMITED (VID:50060) FOR 33 ITEMS ONLY (Sr. No. 116-148)
5) TOOL INDIA LIMITED (VID:51670) FOR 27 ITEMS ONLY (Sr. No. 147-173)
6) BAJAJ POWER EQUIPMENTS PVT LTD (VID:57152) FOR 38 ITEMS ONLY (Sr No. 174-211)
7) BEND JOINTS PRIVATE LIMITED (VID:57683) FOR 38 ITEMS ONLY (Sr No. 174-211)
8) SHRAVANI HITECH PRIVATE LIMITED (VID : 50051) FOR 38 ITEMS ONLY (Sr No. 174-211) | 50051
9) KAPPATI BOWL MILLS PVT LTD (VID:54888) FOR 84 ITEMS ONLY (Sr No. 54-123, 147-160 )
SN | ITEM CODE | ITEM DESCRIPTION
1 | A043010010010001 | BOILER<>AUX AIR DAMPER<>FUR-WB DP<>AIR DAMPER<>AUX AIR DAMPER ASSY
2 | A043070080050028 | BOILER<>COAL MILL<>BHEL XRP 803<>DRIVE & GB<>OIL COLLECTOR
3 | A043090070010010 | BOILER<>COAL PIPE & BEND<>BHEL XRP 803<>BEND & ELBOW<>FUEL INLET ELBOW STYLE I
4 | A043090070010011 | BOILER<>COAL PIPE & BEND<>BHEL XRP 803<>BEND & ELBOW<>FUEL INLET ELBOW STYLE II
5 | A043160010010017 | BOILER<>FD FAN<>AN 20 E6<>BRG & COOLING<>BEARING HOUSING COUPLE END
6 | A043160010010018 | BOILER<>FD FAN<>AN 20 E6<>BRG & COOLING<>FLANGED BEARING HOUSING FREE END
7 | A043160010080006 | BOILER<>FD FAN<>AN 20 E6<>UNIT ASSY<>BEARING PEDESTAL IGV
8 | A043160020020003 | BOILER<>FD FAN<>API 18 / 11<>COUPLING<>INTERMEDIATE SHAFT WITH COUPLING
9 | A043160020090002 | BOILER<>FD FAN<>API 18 / 11<>UNIT ASSY<>BLADE IMPELLER ASSY (23 / SET)
10 | A043180030010002 | BOILER<>ID FAN<>AN 25 E 6<>BRG & COOLING<>BEARING HOUSING ASSY EXTERNAL
11 | A043180030010003 | BOILER<>ID FAN<>AN 25 E 6<>BRG & COOLING<>BEARING HOUSING ASSY INNER
12 | A043180030010006 | BOILER<>ID FAN<>AN 25 E 6<>BRG & COOLING<>EXTERNAL BEARING SPACER
13 | A043180030010007 | BOILER<>ID FAN<>AN 25 E 6<>BRG & COOLING<>FELT GASKET FS680
14 | A043180030020001 | BOILER<>ID FAN<>AN 25 E 6<>COUPLING<>COUPLING ASSY
15 | A043180030060001 | BOILER<>ID FAN<>AN 25 E 6<>ROTOR<>IMPELLER WITH ROOT STIFFENERS
16 | A043180030060003 | BOILER<>ID FAN<>AN 25 E 6<>ROTOR<>SHAFT
17 | A043180030080008 | BOILER<>ID FAN<>AN 25 E 6<>UNIT ASSY<>BEARING PEDESTAL (IGV)
18 | A043180030080023 | BOILER<>ID FAN<>AN 25 E 6<>UNIT ASSY<>IGV UNIT ASSY D28
19 | A043180030080024 | BOILER<>ID FAN<>AN 25 E 6<>UNIT ASSY<>IMPELLER HOUSING WITH EXCHANGEABLE VANES
20 | A043180090060003 | BOILER<>ID FAN<>NDZV 31 SIDOR<>ROTOR<>CONICAL COVER PLATE I
21 | A043180090060012 | BOILER<>ID FAN<>NDZV 31 SIDOR<>ROTOR<>WEAR PLATE (IMPELLER LINER)
22 | A043180090080001 | BOILER<>ID FAN<>NDZV 31 SIDOR<>UNIT ASSY<>CASING LINER TYPE A
23 | A043210090010001 | BOILER<>PA FAN<>BHEL NDFV 22 B<>UNIT ASSY<>IMPELLER RHS
24 | A043210090050002 | BOILER<>PA FAN<>BHEL NDFV 22 B<>SPARES<>COUPLING SET WITH COUPLING BOLT BUSH,
25 | A043250090010003 | BOILER<>REGENERATIVE APH<>TRISECTOR 27 VITM 72 INCH DOUBLE SEAL<>DRIVE UNIT<>5 APC SPEED REDUCER GEARS & PINIONS
26 | A043250100010005 | BOILER<>REGENERATIVE APH<>TRISECTOR 27 VITM 74 INCH DOUBLE SEAL<>DRIVE UNIT<>AIR MOTOR
27 | A043250100010015 | BOILER<>REGENERATIVE APH<>TRISECTOR 27 VITM 74 INCH DOUBLE SEAL<>DRIVE UNIT<>OVER RUNNING CLUTCH ASSY
28 | A043250100010025 | BOILER<>REGENERATIVE APH<>TRISECTOR 27 VITM 74 INCH DOUBLE SEAL<>DRIVE UNIT<>5 APC SPEED REDUCER BRG SET
29 | A043250110010012 | BOILER<>REGENERATIVE APH<>TRISECTOR 27 VIT 80 INCH<>DRIVE UNIT<>INPUT SHAFT FOR GEARBOX
30 | A043250110010033 | BOILER<>REGENERATIVE APH<>TRISECTOR 27 VIT 80 INCH<>DRIVE UNIT<>PIN FOR PIN RACK (1 SET 346 PINS)
31 | A043250110010042 | BOILER<>REGENERATIVE APH<>TRISECTOR 27 VIT 80 INCH<>DRIVE UNIT<>SOOT BLOWER ASSLY
32 | A043250110050052 | BOILER<>REGENERATIVE APH<>TRISECTOR 27 VIT 80 INCH<>SEALING<>WATER WASHING MANIFOLD ASSY (GAS OUTLET)
33 | A043250110050055 | BOILER<>REGENERATIVE APH<>TRISECTOR 27 VIT 80 INCH<>SEALING<>HOT END STATIONARY SPOOL SEAL ASSY
34 | A043250110090002 | BOILER<>REGENERATIVE APH<>TRISECTOR 27 VIT 80 INCH<>GUIDE BRG<>TRACKING ROD ASSLY
35 | A043250120010049 | BOILER<>REGENERATIVE APH<>TRISECTOR 27 VIT 74 INCH<>DRIVE UNIT<>TAPER LOCK BUSH FOR 5APC MAIN DRIVE GEARBOX
36 | A043250130010004 | BOILER<>REGENERATIVE APH<>TRISECTOR 27 VIMT 74 INCH<>DRIVE UNIT<>PIN RACK SEGMENT ASSY
37 | A043310010020008 | BOILER<>SB WW<>210 MW<>ROTARY GEARBOX<>ROTARY G / BOX ASSY
38 | A043310010030002 | BOILER<>SB WW<>210 MW<>SOOT BLOWER ASSY<>W / W S / B ASSY
39 | A043310010030013 | BOILER<>SB WW<>210 MW<>SOOT BLOWER ASSY<>SWIVEL TUBE FOR WALL DIS-LAGER
40 | A043310010040005 | BOILER<>SB WW<>210 MW<>TRANSVERSE GEARBOX<>TRANSVERSE GEARBOX ASSY
41 | A043210040010023 | BOILER<>PA FAN<>TIEFSTACK BHEL NDV18<>BEARING & COOLING<>P.B. BEARING ASSY DODGE SLEEVE OIL RT 20 3 7 / 16 INCH D.E. SIDE
42 | A043210040010024 | BOILER<>PA FAN<>TIEFSTACK BHEL NDV18<>BEARING & COOLING<>P.B. BEARING ASSY DODGE SLEEVE OIL RT 20 3 7 / 16 INCH NDE SIDE
43 | A043210040010022 | BOILER<>PA FAN<>TIEFSTACK BHEL NDV18<>BEARING & COOLING ASSEMBLY<>OIL RING
44 | A043210040060010 | BOILER<>PA FAN<>TIEFSTACK BHEL NDV18<>ROTOR ASSEMBLY<>ROTOR ASSEMBLY COMPLETE
45 | A043210030080009 | BOILER<>PA FAN<>HERACLES BHEL NDV 22<>UNIT ASSY<>SHAFT ASSY
46 | A043280060030003 | BOILER<>SEAL AIR FAN<>BHEL NED 9 TORRANTO+ 6 % WHEEL<>UNIT ASSEMBLY<>IMPELLER ASSEMBLY
47 | A043280040030019 | BOILER<>SEAL AIR FAN<>BHEL HPSF 16<>UNIT ASSY<>IMPELLER HUB
48 | A043300060050001 | BOILER<>SB LRSB<>210 MW ABL<> PUPPET VALVE HEAD ASSY<>PUPPET VALVE ASSLY
49 | A043440030020001 | BOILER<>REAR RH<>210 MW<>BEND<>RH REAR OFFSET BEND 47.63 X 4 MM SA213 TP304 H
50 | A043160080010035 | BOILER<>FD FAN<>BHEL AP 1-20 / 11<>BRG & COOLING<>SI MMER RING B1 U6SL 165 / 190 X 13
51 | A043070090050163 | BOILER<>COAL MILL<>BHEL XRP 803 1 / 2 HP<>DRIVE & GB<>THRUST BEARING ADAPTER
52 | A043180090020002 | BOILER<>ID FAN<>NDZV 31 SIDOR<>COUPLING<>COUPLING ASSY C 18
53 | A043180030090002 | BOILER<>ID FAN<>AN 25 E 6<>MOTOR JOURNAL BRG<>17K-K17K-160X160,MOTOR ACZ-15-51-6PT
54 | A043070080080030 | BOILER<>COAL MILL<>BHEL XRP 803<>SCRAPPER BOX<>UPPER SKIRT ASSY
55 | A043070080030029 | BOILER<>COAL MILL<>BHEL XRP 803<> JOURNAL ASSY<>LOWER JOURNAL HOUSING.
56 | A043070080050068 | BOILER<>COAL MILL<>BHEL XRP 803<>MILL DRIVE <> GEARBOX<>OIL PUMP HUB <>BRASS BUSHING
57 | A043070080080013 | BOILER<>COAL MILL<>BHEL XRP 803<>SCRAPPER BOX<>LOWER SKIRT
58 | A043070070030011 | BOILER<>COAL MILL<>BHEL XRP 763<>JOURNAL ASSY<>JOURNAL & JOURNAL SPRING ASSY
59 | A043070070030038 | BOILER<>COAL MILL<>BHEL XRP 763<>JOURNAL ASSY<>PR SPRING CUP
60 | A043070070040011 | BOILER<>COAL MILL<>BHEL XRP 763<>MILL BODY<>SEPARATOR BODY & JOURNAL OPENING COVER
61 | A043070070050029 | BOILER<>COAL MILL<>BHEL XRP 763<>DRIVE & GB<>OIL COOLER ASSY
62 | A043070070050051 | BOILER<>COAL MILL<>BHEL XRP 763<>DRIVE & GB<>UPPER BRG. HOUSING
63 | A043070070060007 | BOILER<>COAL MILL<>BHEL XRP 763<>MILL TOP<>SEPARATOR TOP
64 | A043070070080014 | BOILER<>COAL MILL<>BHEL XRP 763<>SCRAPPER BOX<>LOWER SKIRT
65 | A043070070080039 | BOILER<>COAL MILL<>BHEL XRP 763<>SCRAPPER BOX<>UPPER SKIRT ASSY
66 | A043070080030009 | BOILER<>COAL MILL<>BHEL XRP 803<>JOURNAL ASSY<>GRINDING ROLL LOCK NUT
67 | A043070080030011 | BOILER<>COAL MILL<>BHEL XRP 803<>JOURNAL ASSY<>JOURNAL & JOURNAL SPRING ASSY
68 | A043070080030018 | BOILER<>COAL MILL<>BHEL XRP 803<>JOURNAL ASSY<>JOURNAL HEAD
69 | A043070080030020 | BOILER<>COAL MILL<>BHEL XRP 803<>JOURNAL ASSY<>JOURNAL HEAD SKIRT
70 | A043070080030069 | BOILER<>COAL MILL<>BHEL XRP 803<>JOURNAL ASSY<>TRUNION SHAFT BUSHING
71 | A043070080030071 | BOILER<>COAL MILL<>BHEL XRP 803<>JOURNAL ASSY<>TRUNION SHAFT END CAP (T)
72 | A043070080030077 | BOILER<>COAL MILL<>BHEL XRP 803<>JOURNAL ASSY<>JOURNAL ASSY WITHOUT GRINDING ROLL
73 | A043070080040003 | BOILER<>COAL MILL<>BHEL XRP 803<>MILL BODY<>BOWL HUB COVER
74 | A043070080050002 | BOILER<>COAL MILL<>BHEL XRP 803<>DRIVE & GB<>BOWL HUB
75 | A043070080050024 | BOILER<>COAL MILL<>BHEL XRP 803<>DRIVE & GB<>LOWER BEARING & PUMP HOUSING COVER
76 | A043070080050026 | BOILER<>COAL MILL<>BHEL XRP 803<>DRIVE & GB<>MILL BOTTOM (CAST STEEL) `
77 | A043070080050032 | BOILER<>COAL MILL<>BHEL XRP 803<>DRIVE & GB<>OIL PUMP BUSHING
78 | A043070080050033 | BOILER<>COAL MILL<>BHEL XRP 803<>DRIVE & GB<>OIL PUMP HUB
79 | A043070080050038 | BOILER<>COAL MILL<>BHEL XRP 803<>DRIVE & GB<>RADIAL BEARING HOUSING (WORM SHAFT)
80 | A043070080050046 | BOILER<>COAL MILL<>BHEL XRP 803<>DRIVE & GB<>THRUST BEARING ADOPTER
81 | A043070080050047 | BOILER<>COAL MILL<>BHEL XRP 803<>DRIVE & GB<>THRUST BEARING HOUSING CAP (WORM SHAFT)
82 | A043070080050048 | BOILER<>COAL MILL<>BHEL XRP 803<>DRIVE & GB<>THRUST BEARING HOUSING, WORM SHAFT
83 | A043070080050050 | BOILER<>COAL MILL<>BHEL XRP 803<>DRIVE & GB<>THRUST BRG HOUSING COVER (WORM SHAFT)
84 | A043070080050052 | BOILER<>COAL MILL<>BHEL XRP 803<>DRIVE & GB<>VERTICAL SHAFT
85 | A043070080050055 | BOILER<>COAL MILL<>BHEL XRP 803<>DRIVE & GB<>WORM GEAR HUB
86 | A043070080050060 | BOILER<>COAL MILL<>BHEL XRP 803<>DRIVE & GB<>LOWER BEARING & PUMP HOUSING
87 | A043070080070005 | BOILER<>COAL MILL<>BHEL XRP 803<>PYRITE HOPPER<>TRAMP IRON SPOUT ASSY WITH DIST PIECE
88 | A043070090040012 | BOILER<>COAL MILL<>BHEL XRP 803 1/2HP<>MILL BODY<>BULL RING CLAMPING RING SEGMENTS
89 | A043070090030020 | BOILER<>COAL MILL<>BHEL XRP 803 1/2HP<>JOURNAL ASSY<>JOURNAL COMPRESSION SPRING ASSY (SPRING ONLY)
90 | A043070090030015 | BOILER<>COAL MILL<>BHEL XRP 803 1 / 2 HP<>JOURNAL ASSEMBLY<>JOURNAL ASSEMBLY
91 | A043070090050053 | BOILER<>COAL MILL<>BHEL XRP 803 1 / 2 HP<>MILL DRIVE & GEARBOX<>GEARBOX OUTPUT SHAFT
92 | A043070090040053 | BOILER<>COAL MILL<>BHEL XRP 803 1 / 2 HP<>MILL BODY<>SEPARATOR CONE
93 | A043070090010019 | BOILER<>COAL MILL<>BHEL XRP 803 1 / 2 HP<>CLASSIFIER HOUSING & ASSEMBLY<>OUTLET VENTURI
94 | A043070090010020 | BOILER<>COAL MILL<>BHEL XRP 803 1/2HP<>CLASSIFIER HOUS<>OUTLET VENTURI COLLAR
95 | A043070090010025 | BOILER<>COAL MILL<>BHEL XRP 803 1/2HP<>CLASSIFIER HOUS<>VENTURI VANE (WITH CERAMIC LINER)
96 | A043070090040004 | BOILER<>COAL MILL<>BHEL XRP 803 1 / 2 HP<>MILL BODY<>BOWL HUB
97 | A043070090040002 | BOILER<>COAL MILL<>BHEL XRP 803 1 / 2 HP<>MILL BODY<>BOWL
98 | A043070090010010 | BOILER<>COAL MILL<>BHEL XRP 803 1/2HP<>CLASSIFIER HOUS<>DEFLECTOR BLADE (CLASSIFIER VANE)
99 | A043060140110002 | BOILER<>COAL FEEDER<>GRAVIMETRIC 36 INCH<>WEIGH SPAN ROLLER ASSY<> WEIGH SPAN ROLLER ASSY (COMPLETE ASSY)
100 | A043070100040009 | BOILER<>COAL MILL<>BHEL XRP 883<> MILL BODY<>BULL RING CLAMPING RING
101 | A043060080050056 | BOILER<>COAL FEEDER<>GRAVIMETRIC BHEL STOCK ENGG 36" INLET<>INLET / WEIGH / WEIGH SPAN SENSING & SUPPORT ROLLER ASSEMBLY<>WEIGH ROLLER
102 | A043070100030030 | BOILER<>COAL MILL<>BHEL XRP 883<>JOURNAL ASSEMBLY<>JOURNAL SHAFT
103 | A043070100010004 | BOILER<>COAL MILL<>BHEL XRP 883<>CLASSIFIER HOUS<>DEFLECTOR CONTROL ASSY
104 | A043070100040003 | BOILER<>COAL MILL<>BHEL XRP 883<>MILL BODY<>BOWL EXTENSION RING SEGMENT
105 | A043070100030042 | BOILER<>COAL MILL<>BHEL XRP 883<>JOURNAL ASSEMBLY<>JOURNAL UPPER HOUSING
106 | A043070100030027 | BOILER<>COAL MILL<>BHEL XRP 883<>JOURNAL ASSEMBLY<>JOURNAL LOWER HOUSING
107 | A043070090030034 | BOILER<>COAL MILL<>BHEL XRP 803 1 / 2 HP<>JOURNAL ASSY<>JOURNAL SHAFT LOCK NUT
108 | A043070080060010 | BOILER<>COAL MILL<>BHEL XRP 803<>MILL TOP<>VENTURY VANES (WELD OVERLAY) ONE SET 4 NOS
109 | A043070090050055 | BOILER<>COAL MILL<>BHEL XRP 803 1 / 2 HP<>DRIVE & GB<>GEARBOX OUTPUT SHAFT STUDS
110 | A043050090020028 | BOILER<>COAL BURNER<>210 MW<>COAL BURNER ASSY<>COAL COMPARTMENT ASSY ALONGWITH COAL NOZZLE TIP- STYLE 1
111 | A043050090020029 | BOILER<>COAL BURNER<>210 MW<>COAL BURNER ASSY<>COAL COMPARTMENT ASSY ALONGWITH COAL NOZZLE TIP- STYLE 2
112 | A043050090020030 | BOILER<>COAL BURNER<>210 MW<>COAL BURNER ASSY<>COAL COMPARTMENT ASSY ALONGWITH COAL NOZZLE TIP- STYLE 3
113 | A043050020010008 | BOILER<>COAL BURNER<>210 MW POD 1 & 2<>COAL BURNER ASSY<>COAL NOZZLE WITH TIP ASSY / COAL BURNER ASSY
114 | A043050090020001 | BOILER<>COAL BURNER<>210 MW<>COAL BURNER ASSY<>COAL COMPARTMENT ASSY
115 | A043050090020018 | BOILER<>COAL BURNER<>210 MW<>COAL BURNER ASSY<>IMPROVED COAL COMPARTMENT ASSY
116 | A043050090020015 | BOILER<>COAL BURNER<>210 MW<>COAL BURNER ASSY<>IMPROVED COAL BURNER ASSLY DRG 1-45-848-0108
117 | A043070070040002 | BOILER<>COAL MILL<>BHEL XRP 763<>MILL BODY<>BOWL EXTENSION RING MODIFIED
118 | A043070070050092 | BOILER<>COAL MILL<>BHEL XRP 763<>DRIVE & GB<>BOWL STYLE-1
119 | A043070080030022 | BOILER<>COAL MILL<>BHEL XRP 803<>JOURNAL ASSY<>JOURNAL SHAFT
120 | A043070080040002 | BOILER<>COAL MILL<>BHEL XRP 803<>MILL BODY<>BOWL EXTENSION. RING MODIFIED
121 | A043070080050004 | BOILER<>COAL MILL<>BHEL XRP 803<>DRIVE & GB<>BOWL STYLE 03
122 | A043050090010005 | BOILER<>COAL BURNER<>210 MW<>AIR TIP ASSY<>INTER OIL COMPARTMENT
123 | A043020020010001 | BOILER<>BURNER TILT<>210 MW POD 1 & 2<>AIR TIP ASSEMBLY<>AIR TIP ASSEMBLY
124 | A043070080060009 | BOILER<>COAL MILL<>BHEL XRP 803<>MILL TOP<>VENTURY OUTLET COLLAR MODIFIED
125 | A043160020010012 | BOILER<>FD FAN<>API 18 / 11<>BRG & COOLING<>SIMMER RING / METAL CLAD OIL SEAL B 25L 165X190X13
126 | A043250090090074 | BOILER<>REGENERATIVE APH<>TRISECTOR 27 VITM 72 INCH DOUBLE SEAL<>SEALING<>SET OF AXIAL SEALS HOT & COLD END
127 | A043250090090075 | BOILER<>REGENERATIVE APH<>TRISECTOR 27 VITM 72 INCH DOUBLE SEAL<>SEALING<>SET OF BY PASS SEALS HOT & COLD END
128 | A043250090090076 | BOILER<>REGENERATIVE APH<>TRISECTOR 27 VITM 72 INCH DOUBLE SEAL<>SEALING<>SET OF RADIAL SEALS HOT & COLD END
129 | A043250090090077 | BOILER<>REGENERATIVE APH<>TRISECTOR 27 VITM 72 INCH DOUBLE SEAL<>SEALING<>SET OF ROTOR POST SEALS HOT COLD END
130 | A043250100090070 | BOILER<>REGENERATIVE APH<>TRISECTOR 27 VITM 74 INCH DOUBLE SEAL<>SEALING<>SET OF BYPASS SEALS INCLUDES HOLDING STRIPS
131 | A043250100090071 | BOILER<>REGENERATIVE APH<>TRISECTOR 27 VITM 74 INCH DOUBLE SEAL<>SEALING<>SET OF RADIAL SEALS INCLUDES ROTOR POST SEALS, HOLDING STRIPS, SEALING STRIPS
132 | A043250100090072 | BOILER<>REGENERATIVE APH<>TRISECTOR 27 VITM 74 INCH DOUBLE SEAL<>SEALING<>SET OF AXIAL SEALS HOT & COLD END
133 | A043250100090073 | BOILER<>REGENERATIVE APH<>TRISECTOR 27 VITM 74 INCH DOUBLE SEAL<>SEALING<>SET OF BY PASS SEALS HOT & COLD END
134 | A043250100090074 | BOILER<>REGENERATIVE APH<>TRISECTOR 27 VITM 74 INCH DOUBLE SEAL<>SEALING<>SET OF RADIAL SEALS HOT & COLD END
135 | A043250100090075 | BOILER<>REGENERATIVE APH<>TRISECTOR 27 VITM 74 INCH DOUBLE SEAL<>SEALING<>SET OF ROTOR POST SEALS HOT COLD END
136 | A043250110010039 | BOILER<>REGENERATIVE APH<>TRISECTOR 27 VIT 80 INCH<>DRIVE UNIT<>ADDITIONAL SEAL POST
137 | A043250110010043 | BOILER<>REGENERATIVE APH<>TRISECTOR 27 VIT 80 INCH<>DRIVE UNIT<>SOOT BLOWER NOZZLES
138 | A043250110050042 | BOILER<>REGENERATIVE APH<>TRISECTOR 27 VIT 80 INCH<>SEALING<>CAST T BAR FOR HOT END AND COLD END
139 | A043250110050051 | BOILER<>REGENERATIVE APH<>TRISECTOR 27 VIT 80 INCH<>SEALING<>SET OF RADIAL SEALS, ROTOR POST SEALS, HOLDING STRIPS, SEALING STRIPS
140 | A043250120060017 | BOILER<>REGENERATIVE APH<>TRISECTOR 27 VIT 74 INCH<>SEALING<>GRATING ASSY
141 | A043250120060057 | BOILER<>REGENERATIVE APH<>TRISECTOR 27 VIT 74 INCH<>SEALING<>SET OF AXIAL SEALS FOR AIR HEATER TYPE 27 VI (T) 74
142 | A043250120060058 | BOILER<>REGENERATIVE APH<>TRISECTOR 27 VIT 74 INCH<>SEALING<>SET OF AXIAL SEALS FOR AIR HEATER TYPE 27 VI (T) 74 APC
143 | A043250120060059 | BOILER<>REGENERATIVE APH<>TRISECTOR 27 VIT 74 INCH<>SEALING<>SET OF BY PASS SEALS INCLUDING HOLDING STRIPS
144 | A043250120060060 | BOILER<>REGENERATIVE APH<>TRISECTOR 27 VIT 74 INCH<>SEALING<>SET OF RADIAL SEALS, ROTOR POST SEALS, HOLDING STRIPS, SEALING STRIPS
145 | A043310010010012 | BOILER<>SB WW<>210 MW<>PUPPET VALVE HEAD ASSY<>CLEVIS BRACKET ASSY
146 | A043310010030012 | BOILER<>SOOT BLOWER WATER WALL<> 210 MW<>SOOT BLOWER ASSEMBLY<> STUD WITH TWO NUTS
147 | A043070070030029 | BOILER<>COAL MILL<>BHEL XRP 763<>JOURNAL ASSY<>JOURNAL HOUSING LOWER
148 | A043070080030072 | BOILER<>COAL MILL<>BHEL XRP 803<>JOURNAL ASSY<>UPPER JOURNAL HOUSING.
149 | A043070080030024 | BOILER<>COAL MILL<>BHEL XRP 803<>JOURNAL ASSY<>JOURNAL SPRING ASSY
150 | A043070080030026 | BOILER<>COAL MILL<>BHEL XRP 803<>JOURNAL ASSY<>JOURNAL STOP BOLT ASSY
151 | A043070080030038 | BOILER<>COAL MILL<>BHEL XRP 803<>JOURNAL ASSY<>PR SPRING CUP
152 | A043070080030058 | BOILER<>COAL MILL<>BHEL XRP 803<>JOURNAL ASSY<>SPRING ADJUSTING BOLT
153 | A043070080030060 | BOILER<>COAL MILL<>BHEL XRP 803<>JOURNAL ASSY<>SPRING ADJUSTING STUD
154 | A043070080040005 | BOILER<>COAL MILL<>BHEL XRP 803<>MILL BODY<>CLAMPING RING
155 | A043070100030006 | BOILER<>COAL MILL<>BHEL XRP 883<> JOURNAL ASSY<>JOURNAL ASSY COMPLETE FOR XRP 883
156 | A043070100030035 | BOILER<>COAL MILL<>BHEL XRP 883<> JOURNAL ASSY<>JOURNAL SPRING ASSY COMPLETE
157 | A043070100040081 | BOILER<>COAL MILL<>BHEL XRP 883<> MILL BODY<>SEPARATOR CONE WITH INSPECTION DOOR
158 | A043070100060005 | BOILER<>COAL MILL<>BHEL XRP 883<> MILL TOP<>INNER CONE ASSY (INVERTED CONE)
159 | A043070100060018 | BOILER<>COAL MILL<>BHEL XRP 883<> MILL TOP<>OUTLET VENTURY COLLAR
160 | A043070100060029 | BOILER<>COAL MILL<>BHEL XRP 883<> MILL TOP<>VENTURY VANE (WITH CERAMIC LINER)
161 | A043090070040002 | BOILER<>COAL PIPE & BEND<>BHEL XRP 803<>PIPE<>MILL OUTLET ELBOW (MOE)
162 | A043090080030005 | BOILER<>COAL PIPE & BEND<>BHEL XRP 803 1 / 2 HP<>ORIFICE<>ORIFICE DIA. 415 PATTERN NO 4790755 (CERAMIC LINED)
163 | A043090080030002 | BOILER<>COAL PIPE & BEND<>BHEL XRP 803 1 / 2 HP<>ORIFICE<>ORIFICE DIA. 400 PATTERN NO 4790752 (CERAMIC LINED)
164 | A043090080030003 | BOILER<>COAL PIPE & BEND<>BHEL XRP 803 1 / 2 HP<>ORIFICE<>ORIFICE DIA. 406 PATTERN NO 4790753 (CERAMIC LINED)
165 | A043090080030001 | BOILER<>COAL PIPE & BEND<>BHEL XRP 803 1 / 2 HP<>ORIFICE<>ORIFICE DIA. 396 PATTERN NO 4790751 (CERAMIC LINED)
166 | A043090080030004 | BOILER<>COAL PIPE & BEND<>BHEL XRP 803 1 / 2 HP<>ORIFICE<>ORIFICE DIA. 410 PATTERN NO 4790754 (CERAMIC LINED)
167 | A043090080030006 | BOILER<>COAL PIPE & BEND<>BHEL XRP 803 1 / 2 HP<>ORIFICE<>ORIFICE DIA. 425 PATTERN NO 4790757 (CERAMIC LINED)
168 | A043060140040006 | BOILER<>COAL FEEDER<>GRAVIMETRIC 36 INCH<>TAKE UP ASSY<>BELT TAKE UP PULLEY BEARING RETAINER RING (RETAINING RING INTERNAL GF-062)
169 | A043090090030001 | BOILER<>COAL PIPE & BEND<>BHEL XRP 883<>ORIFICE<>PF CERALINE ORIFICE DIA. 442 MM
170 | A043090090030002 | BOILER<>COAL PIPE & BEND<>BHEL XRP 883<>ORIFICE<>PF CERALINE ORIFICE DIA. 448 MM
171 | A043090090030004 | BOILER<>COAL PIPE & BEND<>BHEL XRP 883<>ORIFICE<>PF CERALINE ORIFICE DIA. 453 MM
172 | A043090090030005 | BOILER<>COAL PIPE & BEND<>BHEL XRP 883<>ORIFICE<>PF CERALINE ORIFICE DIA. 458 MM
173 | A043090090030003 | BOILER<>COAL PIPE & BEND<>BHEL XRP 883<>ORIFICE<>PF CERALINE ORIFICE DIA. 463 MM
174 | A043190050010013 | BOILER<>LTSH<>210 MW<>BEND 90 DEG<>LTSH COIL LOOP BEND 1 SET 3NOS 44.5X4.5 MM SA210GR-AI
175 | A043190050010020 | BOILER<>LTSH<>210 MW<>BEND 90 DEG<>SHH 8-9 HEADER BEND, 51X5 MM, SA210GR A1 (TYPE-1)
176 | A043190050010021 | BOILER<>LTSH<>210 MW<>BEND 90 DEG<>SHH 8-9 HEADER BEND, 51X5 MM, SA210GR A1 (TYPE-2)
177 | A043190050010022 | BOILER<>LTSH<>210 MW<>BEND 90 DEG<>LTSH COIL LOOP BENDS 1SET=3NOS 44.5X4.5 MM SA213 T11
178 | A043320070020063 | BOILER<>WW<>200 / 210 MW<>BURNER MOUTH BEND<>WW TUBE BEND BURNER PANEL CORNER 1 & 3
179 | A043320070020070 | BOILER<>WW<>200 / 210 MW<>BURNER MOUTH BEND<>WW TUBE BEND BURNER PANEL CORNER 2 & 4
180 | A043320070110026 | BOILER<>WW<>200 / 210 MW<>REAR ARCH BEND<>RA BEND INCLUDING REDUCER & 40-DEG BEND & OFFSET BEND L-1414 MM
181 | A043320070130001 | BOILER<>WW<>200 / 210 MW<>BEND B1<>SOOT BLOWER BEND STYLE 01 63.5 X 5.2 SA210 GR.A1
182 | A043350040040007 | BOILER<>ECO<>210 MW<>BEND<>ECO FINNED TUBE BENDS 44.5X4.5MM L-8032 FOR UNIT 7
183 | A043430050010027 | BOILER<>PLATEN SH<>200 / 210 MW<>LOOP<>C TYPE BEND INCLUDING DISSIMILAR JOINT TYPE 2 FOR CIRCUIT 3
184 | A043430090020007 | BOILER<>PLATEN SH<>210 MW<>BEND<>INLET HEADER (SHH-11) NIPPLE D38X4.5, R100, SA213T-11 (T1)
185 | A043430090020008 | BOILER<>PLATEN SH<>210 MW<>BEND<>INLET HEADER (SHH-11) NIPPLE D51X5, R100, SA213T-11 (T2)
186 | A043430090020009 | BOILER<>PLATEN SH<>210 MW<>BEND<>INLET HEADER (SHH-11) NIPPLE D51X5, R100, SA213T-11 (T3)
187 | A043430090020010 | BOILER<>PLATEN SH<>210 MW<>BEND<>INLET HEADER (SHH-11) NIPPLE D51X5, R100, SA213T-11 (T4)
188 | A043430090020011 | BOILER<>PLATEN SH<>210 MW<>BEND<>INLET HEADER (SHH-11) SWAGE NIPPLE D54X6.3, R95, SA213T-11 (T5)
189 | A043430090020012 | BOILER<>PLATEN SH<>210 MW<>BEND<>INLET HEADER (SHH-11) SWAGE NIPPLE D54X6.3, R95, SA213T-11 (T6)
190 | A043430090020013 | BOILER<>PLATEN SH<>210 MW<>BEND<>INLET HEADER (SHH-11) SWAGE NIPPLE D54X6.3, R95, SA213T-11 (T7)
191 | A043430090020014 | BOILER<>PLATEN SH<>210 MW<>BEND<>OUTLET HEADER (SHH12) BEND NIPPLE D38X5.6, R100, SA213T11 (T7)
192 | A043430090020015 | BOILER<>PLATEN SH<>210 MW<>BEND<>OUTLET HEADER (SHH12) BEND NIPPLE D51X8.8, R100, SA213T11 (T4)
193 | A043430090020016 | BOILER<>PLATEN SH<>210 MW<>BEND<>OUTLET HEADER (SHH12) BEND NIPPLE D51X8.8, R100, SA213T11 (T5)
194 | A043430090020017 | BOILER<>PLATEN SH<>210 MW<>BEND<>OUTLET HEADER (SHH12) BEND NIPPLE D51X8.8, R100, SA213T11 (T6)
195 | A043430090020018 | BOILER<>PLATEN SH<>210 MW<>BEND<>OUTLET HEADER (SHH12) SWAGE NIPPLE D54 / D51, D54X8.8, R95, SA213T11 (T3)
196 | A043430090020019 | BOILER<>PLATEN SH<>210 MW<>BEND<>OUTLET HEADER (SHH12) SWAGE NIPPLE D54 / D51, D54X8.8, R95, SA213T22 (T1)
197 | A043430090020020 | BOILER<>PLATEN SH<>210 MW<>BEND<>OUTLET HEADER (SHH12) SWAGE NIPPLE D54 / D51, D54X8.8, R95, SA213T22 (T2)
198 | A043450050020002 | BOILER<>RH<>210 MW<>TUBE<>DISSIMILAR JOINT FOR RH 47.63 X 4.0 SA 213 T 22 TO 47.63 X 4.0 SA 213 TP 3044
199 | A043450050040012 | BOILER<>RH<>210 MW<>BEND<>INLET HEADER (RHH-1) BEND NIPPLE D54X5, SA213T11 (T1)
200 | A043450050040013 | BOILER<>RH<>210 MW<>BEND<>INLET HEADER (RHH-1) BEND NIPPLE D54X5, SA213T11 (T2)
201 | A043450050040014 | BOILER<>RH<>210 MW<>BEND<>INLET HEADER (RHH-1) BEND NIPPLE D54X5, SA213T11 (T3)
202 | A043450050040015 | BOILER<>RH<>210 MW<>BEND<>INLET HEADER (RHH-1) BEND NIPPLE D54X5, SA213T11 (T4)
203 | A043450050040016 | BOILER<>RH<>210 MW<>BEND<>INLET HEADER (RHH-1) BEND NIPPLE D54X5, SA213T11 (T5)
204 | A043450050040017 | BOILER<>RH<>210 MW<>BEND<>INLET HEADER (RHH-1) BEND NIPPLE D54X5, SA213T11 (T6)
205 | A043450050040018 | BOILER<>RH<>210 MW<>BEND<>OUTLET HEADER (RHH-2) BEND NIPPLE D 47.63X5, SA213T22 (T1)
206 | A043450050040019 | BOILER<>RH<>210 MW<>BEND<>OUTLET HEADER (RHH-2) BEND NIPPLE D 47.63X5, SA213T22 (T2)
207 | A043450050040020 | BOILER<>RH<>210 MW<>BEND<>OUTLET HEADER (RHH-2) BEND NIPPLE D 47.63X5, SA213T22 (T3)
208 | A043450050040021 | BOILER<>RH<>210 MW<>BEND<>OUTLET HEADER (RHH-2) BEND NIPPLE D 47.63X5, SA213T22 (T4)
209 | A043350040040001 | BOILER<>ECO<>210 MW BHEL<>BEND<> U BEND 180 DEG R-65 L -1204.1 MM SA 210 GR A1 DIA - 44.5 X 4.5
210 | A043190020010001 | BOILER<>LTSH<>210 MW KPKD 1 & 2<> BEND 45 DEGREE<>STUB FOR SHH 9 LTSH INLET HEADER 44.5 X 4.5 SA 210 GR. A1 (22.5 DEG)
211 | A043320070150013 | BOILER<>WW<>200 / 210 MW<>TUBE<>PLATEN TUBE 63.5 X 5.6 SA 210 GR.A1
212 | A043160020080023 | BOILER<>FD FAN<>API 18 / 11<>SERVO MOTOR<>SERVOMOTOR ASSEMBLY COMPLETE
213 | A043180030010008 | BOILER<>ID FAN<>AN 25 E 6<>BEARING & COOLING ASSEMBLY<>FLANGE BEARING HOUSING ASSEMBLY
214 | A043210060020001 | BOILER<>PA FAN<>BHEL NDF 22 B<>UNIT ASSY<>IGV ASSY
215 | A043180030080016 | BOILER<>ID FAN<>AN 25 E 6<>UNIT ASSY<>FIXED GUIDE VANES / EXCHANGEABLE VANES MATERIAL M. S.
216 | A043180030010014 | BOILER<>ID FAN<>AN 25 E 6<>BEARING & COOLING ASSEMBLY<>LOCK NUT KM21
217 | A043180030010016 | BOILER<>ID FAN<>AN 25 E 6<>BEARING & COOLING ASSEMBLY<>LOCK WASHER MB21
218 | A043180030010011 | BOILER<>ID FAN<>AN 25 E 6<>BEARING & COOLING<>GREASE QTY CONTROL RING (FLANGED BRG)
219 | A043020110010002 | BOILER<>BT<>228 MW<>SCANNER<>SCANNER COOLING AIR HOSE
220 | A043020110010003 | BOILER<>BT<>228 MW<>SCANNER<>SCANNER GUIDE HOSE
221 | A043050160010001 | BOILER<>COAL BURNER<>228 MW<>AIR TIP ASSY<> INTER AIR COMPARTMENT
222 | A043050160010003 | BOILER<>COAL BURNER<>228 MW<>AIR TIP ASSY<> INTER OIL COMPARTMENT
223 | A043050160010002 | BOILER<>COAL BURNER<>228 MW<>AIR TIP ASSY<> INTER AIR COMPARTMENT BC / DE ELEVATION
224 | A043050160020007 | BOILER<>COAL BURNER<>228 MW<>COAL BURNER ASSEMBLY<>COAL COMPARTMENT ASSY ALONGWITH COAL NOZ
225 | A043250020010025 | BOILER<>REGENERATIVE APH<>BISECTOR 27 VI 1850 12 SECT<>DRIVE UNIT<>SPEED REDUCER GEAR BOX
226 | A043250030010004 | BOILER<>REGENERATIVE APH<>BISECTOR 27 VI 2000 24 SECT<>DRIVE UNIT<>SPEED REDUCER GEAR BOX
227 | A043250040080022 | BOILER<>REGENERATIVE APH<>BISECTOR LGUNSTROM<>SEALING SYSTEM<>SET OF CIRCUMFERENTIAL SEALS HOT END & COLD END SIDE
228 | A043250020010023 | BOILER<>REGENERATIVE APH<>BISECTOR 27 VI 1850 12 SECT<>DRIVE UNIT<>PINION WHEEL (WORM)
229 | A043250040030028 | BOILER<>REGENERATIVE AIR PREHEATER<> BISECTOR APH LGUNSTROM<>DRIVE UNIT<>PINION OF AIR HEATER
230 | A043210040010033 | BOILER<>PA FAN<>TIEFSTACK BHEL NDV18<>BEARING & COOLING ASSEMBLY<>THRUST PLATE KIT

## 2
TURBINE SPARES (210MW-LMZ Units)
APPROVED VENDORS:
1) SWATI ENERGY AND PROJECTS PRIVATE LIMITED.(VID:51616)
2) BHARAT HEAVY ELECTRICALS LIMITED.(VID:50226)
3) GE POWER INDIA LIMITED (VID: 50089)
SN | ITEM CODE | ITEM DESCRIPTION
1 | A031010030020001 | HEAT EXCHANGER<>210 MW BHEL VERT<>EJECTOR<>MAIN EJECTOR<>MAIN EJECTOR ASSY HW 31602000000
2 | A031010030020002 | HEAT EXCHANGER<>210 MW BHEL VERT<>COOLER<>GLAND COOLER-2<>TUBE NEST
3 | A088020020050001 | TURBO GEN<>BHEL THRI 210 MW<>ROTOR<>OIL CTCHER (OUTER) EE<>BHEL PN 0139120101400000 OIL CTCHER (OUTER) TE S
4 | A088020020060001 | TURBO GEN<>BHEL THRI 210 MW<>ROTOR<>OIL CTCHER (OUTER) TE<>BHEL DRG0139120101200000 OIL CTCHER (OUTER) TE S
5 | A088030020010060 | TURBO GEN<>BHEL THW-210-2 210 MW<>GENERTOR<>GEN SSY<>SEL LINER (EX END) 000537201001006
6 | A088030020010061 | TURBO GEN<>BHEL THW-210-2 210 MW<>GENERTOR<>GEN SSY<>SEL LINER TURBINE END
7 | A088030020030020 | TURBO GEN<>BHEL THW-210-2 210 MW<>GENERTOR<>SEL OIL<>DPR TYPE 50-S, 0000623800400000, DRG 6238.004
8 | A088030020030021 | TURBO GEN<>BHEL THW-210-2 210 MW<>GENERTOR<>SEL OIL<>PR OIL REGULTOR COMPLETE, 0000623800500000, DRG 6
9 | A088030040020064 | TURBO GEN<>BHEL THW-210-2 210 MW<>STTOR<>GENERL SSY<>SEL BODY (EE) NO 537201001002
10 | A088030040020065 | TURBO GEN<>BHEL THW-210-2 210 MW<>STTOR<>GENERL SSY<>SEL BODY SSY DRG 0005372010 (TE)
11 | A088030050010004 | TURBO GEN<>BHEL THW-210-2 210 MW<>COOLING SYS<>H2 COOLER<>HYDROGEN COOLER
12 | A088030080010001 | TURBO GEN<>BHEL THW-210-2 210 MW<>OIL CATCHER<>BEARING 7<>OIL CATCHER 0000537700000000
13 | A088030080020001 | TURBO GEN<>BHEL THW-210-2 210 MW<>OIL CATCHER<>END SHIELD OIL CATCHER EE<>OIL CATCHER 0000537700701000
14 | A088030080030001 | TURBO GEN<>BHEL THW-210-2 210 MW<>OIL CATCHER<>END SHIELD OIL CATCHER TE<>OIL CATCHER 0000537700702000
15 | A093180010010004 | TURBINE STEAM<>210 MW-BRG<>BRG 2 RADIAL THRUST DIA 330 MM<>DRG 32404000, NON JACKING OIL<>BEARING RADIAL THRUST, ASSY WITH JACKING OIL HW32435000001 HW 32435000
16 | A093180050010022 | TURBINE STEAM<>210 MW-BRG<>BARRING GEAR<>DRG 32307000-CI<>WORM OF WHEEL SHAFT FOR B / G
17 | A093180050010026 | TURBINE STEAM<>210 MW-BRG<>BARRING GEAR<>DRG 32307000-CI<>DRIVING GEAR HW 32307000005
18 | A093180070010005 | TURBINE STEAM<>210 MW-BRG<>BRG 6 & 7 JOURNAL DIA 400 MM<>DRG32424000 & 5263.008 NON JACKING OIL<>NUT M 30, AA 7151109040, HW 32424000014, DRG33.8940.017
19 | A093180070010006 | TURBINE STEAM<>210 MW-BRG<>BRG 6 & 7 JOURNAL DIA 400 MM<>DRG32424000 & 5263.008 NON JACKING OIL<>SPECIAL BOLT M 30 X 390, HW 32424000013, DRG32424002
20 | A093180090010003 | TURBINE STEAM<>210 MW-BRG<>BRG 4 & 5 JOURNAL DIA 435 MM<>DRG 32425000 NON JACKING OIL<>OIL GUARD RING FOR TG BEARING NO5, DRG32425021
21 | A093180090010004 | TURBINE STEAM<>210 MW-BRG<>BRG 4 & 5 JOURNAL DIA 435 MM<>DRG 32425000 NON JACKING OIL<>OIL GUARD RING, HW 32425000027, DRG32425020 FOR TG BEARING NO4
22 | A093180090010006 | TURBINE STEAM<>210 MW-BRG<>BRG 4 & 5 JOURNAL DIA 435 MM<>DRG 32425000 NON JACKING OIL<>SEALING STRIP R214.5, HW 32425000022, DRG32425020 / 002
23 | A093180090010007 | TURBINE STEAM<>210 MW-BRG<>BRG 4 & 5 JOURNAL DIA 435 MM<>DRG 32425000 NON JACKING OIL<>SPECIAL BOLT M36 X 440, HW 32425000013, DRG32425012
24 | A093190010010001 | TURBINE STEAM<>210 MW-GOV<>EMERGENCY GOV<>DRG32507000<>ADJUSTING NUT, HW 32507000002, DRG31507002
25 | A093190010010002 | TURBINE STEAM<>210 MW-GOV<>EMERGENCY GOV<>DRG32507000<>COMPRESSION SPRING, HW 32507000005, DRG31507005
26 | A093190010010003 | TURBINE STEAM<>210 MW-GOV<>EMERGENCY GOV<>DRG32507000<>EMERGENCY GOVERNOR HW 32507000000, DRG32507000
27 | A093190010010004 | TURBINE STEAM<>210 MW-GOV<>EMERGENCY GOV<>DRG32507000<>GUIDE BUSH, HW 32507000004, DRG31507004
28 | A093190010010005 | TURBINE STEAM<>210 MW-GOV<>EMERGENCY GOV<>DRG32507000<>STRIKER, HW 32507000003, DRG31507003
29 | A093190020010003 | TURBINE STEAM<>210 MW-GOV<>MOP NEW DESIGN<>DRG 32527000<>DRIVING GEAR, HW 32527000020, DRG32514022 FOR MOP NEW DESIGN.
30 | A093190020010004 | TURBINE STEAM<>210 MW-GOV<>MOP NEW DESIGN<>DRG 32527000<>FRONT BEARING DIA 80 MM FOR MOP NEW, STD, HW 32527
31 | A093190020010011 | TURBINE STEAM<>210 MW-GOV<>MOP NEW DESIGN<>DRG 32527000<>PUMP ROTOR ASSY, HW 32527000003, DRG32527020 FOR MOP NEW DESIGN.
32 | A093190020010012 | TURBINE STEAM<>210 MW-GOV<>MOP NEW DESIGN<>DRG 32527000<>REAR BEARING DIA 80 MM FOR MOP NEW, HW 32527000005
33 | A093190020010015 | TURBINE STEAM<>210 MW-GOV<>MOP NEW DESIGN<>DRG 32527000<>ROTOR SHAFT FOR MOP NEW DESIGN, HW 32527020008, DR
34 | A093190020010023 | TURBINE STEAM<>210 MW-GOV<>MOP NEW DESIGN<>DRG 32527000<>SLOTTED NUT M 42 X 2, DRG16.8948.042 FOR MOP NEW D
35 | A093190020010027 | TURBINE STEAM<>210 MW-GOV<>MOP NEW DESIGN<>DRG 32527000<>TORSION SHAFT, DRG32514012, COMMON FOR OLD & NEW M
36 | A093190020010033 | TURBINE STEAM<>210 MW-GOV<>MOP NEW DESIGN<>DRG 32527000<>STOP WASHER
37 | A093190030010024 | TURBINE STEAM<>210 MW-GOV<>SPEED GOV PILOT BLOCK<>DRG 32502000<>SPLINED COUPLING, HW 32502000087, DRG31502041 FOR
38 | A093190030010047 | TURBINE STEAM<>210 MW-GOV<>SPEED GOV PILOT BLOCK<>DRG 32502000<>SPEED GOVERNOR PILOT BLOCK ASSLY
39 | A093190030010048 | TURBINE STEAM<>210 MW-GOV<>SPEED GOV PILOT BLOCK<>DRG 32502000<>CONTROL GEAR ASSLY CONSISTS OF PN 66-87
40 | A093190050010006 | TURBINE STEAM<>210 MW-GOV<>HPT / IPT CVSM<>DRG 32505000<>PISTON LINER, HW 32505000105 FOR CVSM
41 | A093190050010007 | TURBINE STEAM<>210 MW-GOV<>HPT / IPT CVSM<>DRG 32505000<>PISTON RINGS, DRG 32505055 FOR CVSM
42 | A093190050010009 | TURBINE STEAM<>210 MW-GOV<>HPT / IPT CVSM<>DRG 32505000<>RING, HW 32505000109, DRG 32505058 FOR CVSM
43 | A093190060010003 | TURBINE STEAM<>210 MW-GOV<>DAMPER ESV SM<>DRG3250410 (32504000)<>ESV DAMPER ASSY, HW 32504010112, DRG32504010
44 | A093190080010001 | TURBINE STEAM<>210 MW-GOV<>TACHO-GENERATOR<>DRG31540000<>DRIVE GEAR FOR TACHO-GENRATOR, HW 31540000002, DRG31540002
45 | A093190100010007 | TURBINE STEAM<>210 MW-GOV<>ESV SM<>DRG32504000<>WORM FOR ESV SM, HW 32504000093, DRG31504064
46 | A093190100010008 | TURBINE STEAM<>210 MW-GOV<>ESV SM<>DRG32504000<>WORM WHEEL FOR ESV SM, HW 32504000028, DRG31504022
47 | A093190120010001 | TURBINE STEAM<>210 MW-GOV<>GEAR COUP MOP & HP ROTOR<>DRG32515000<>GEAR COUPLING ASSY FOR MOP / HP ROTOR, HW 32515000
48 | A093190160010001 | TURBINE STEAM<>210 MW-GOV<>IND EMERGENCY GOV TRIP<>DRG 31510000<>RUBBER WASHER, HW 31510000006 FOR INDICATOR OF EMR.GOV TRIP
49 | A093190170010003 | TURBINE STEAM<>210 MW-GOV<>SPEED GOV MODIFIED<>DRG32523000<>SPEED GOVERNOR HW 32523000000, DRG32523000
50 | A093190170010004 | TURBINE STEAM<>210 MW-GOV<>SPEED GOV MODIFIED<>DRG32523000<>SPEED GOVERNOR PILOT BLOCK ASSY
51 | A093190220010008 | TURBINE STEAM<>210 MW-GOV<>MOP<>DRG 32514000<>MOP NRV
52 | A093210020010004 | TURBINE STEAM<>210 MW-HPT<>COLUMN FOR SIDE RIGHT CV<>DRG 32114000<>COLUMN FOR HPCV-4, HW 32114000000, DRG32114000
53 | A093210030010008 | TURBINE STEAM<>210 MW-HPT<>COLUMN FOR TOP LEFT HPC NO 2<>DRG 32133000<>COLUMN FOR HPCV-2, HW 32133000000, DRG32133000
54 | A093210050010006 | TURBINE STEAM<>210 MW-HPT<>FRONT SEALING<>MSPGCL 210-32124000<>CAP NUT M 30, HW 32124000012, DRG47.8945.030
55 | A093210050010010 | TURBINE STEAM<>210 MW-HPT<>FRONT SEALING<>MSPGCL 210-32124000<>HOUSING FOR END SEALING CHAMBER OF HPC IN 2 HALVES
56 | A093210050010013 | TURBINE STEAM<>210 MW-HPT<>FRONT SEALING<>MSPGCL 210-32124000<>HOUSING NO3 FOR FRONT SEALING OF HPC IN 2 HALVES,
57 | A093210050010021 | TURBINE STEAM<>210 MW-HPT<>FRONT SEALING<>MSPGCL 210-32124000<>SEALING RINGS, MSPGCL 32124000009, 210LMW-32124
58 | A093210050010024 | TURBINE STEAM<>210 MW-HPT<>FRONT SEALING<>MSPGCL 210-32124000<>BODY FOR END SEALING CHAMBER OF HPC FRONT SEALING,
59 | A093210060010007 | TURBINE STEAM<>210 MW-HPT<>REAR SEALING<>MSPGCL 210-32125000-CI<>CAP NUT M 24, HW 32125000018, DRG47.8945.024
60 | A093210060010009 | TURBINE STEAM<>210 MW-HPT<>REAR SEALING<>MSPGCL 210-32125000-CI<>END CHAMBER FOR HPC REAR SEALING IN 2 HALVES, HW 3
61 | A093210060010019 | TURBINE STEAM<>210 MW-HPT<>REAR SEALING<>MSPGCL 210-32125000-CI<>SEALING RING, MSPGCL 32125000003, DRG NO 210LMW-32125003
62 | A093210060010020 | TURBINE STEAM<>210 MW-HPT<>REAR SEALING<>MSPGCL 210-32125000-CI<>SEALING RING, HW 32125000004, DRG32125004
63 | A093210080010002 | TURBINE STEAM<>210 MW-HPT<>CYLINDER<>DRG 32118000-C<>BOLT M 16 X 80 HW 32118000097
64 | A093210080010004 | TURBINE STEAM<>210 MW-HPT<>CYLINDER<>DRG 32118000-C<>BOLT M 24 X 140 HW 32118000006
65 | A093210080010007 | TURBINE STEAM<>210 MW-HPT<>CYLINDER<>DRG 32118000-C<>CAP NUT M 100 X 4 HW 32118000005 DRG 52.8945.100
66 | A093210080010008 | TURBINE STEAM<>210 MW-HPT<>CYLINDER<>DRG 32118000-C<>CAP NUT M 120 X 4 HW 32118000011 DRG 52.8945.120
67 | A093210080010009 | TURBINE STEAM<>210 MW-HPT<>CYLINDER<>DRG 32118000-C<>CAP NUT M 140 X 4 HW 32118000016 DRG 52.8945.140
68 | A093210080010013 | TURBINE STEAM<>210 MW-HPT<>CYLINDER<>DRG 32118000-C<>NUT M24, HW 32118000035, DRGAA 7151109024
69 | A093210080010021 | TURBINE STEAM<>210 MW-HPT<>CYLINDER<>DRG 32118000-C<>SERRATED GASKET FOR HPT TRANSFER PIPE, HW 32853000012
70 | A093210080010023 | TURBINE STEAM<>210 MW-HPT<>CYLINDER<>DRG 32118000-C<>STUD M 100 X 4 X 705, HW 32118000004, DRG42.8932.6
71 | A093210080010024 | TURBINE STEAM<>210 MW-HPT<>CYLINDER<>DRG 32118000-C<>STUD M 100 X 4 X 930, HW 32118000008, DRG32118003
72 | A093210080010025 | TURBINE STEAM<>210 MW-HPT<>CYLINDER<>DRG 32118000-C<>STUD M 120 X 4 X 760, HW 32118000010, DRG42.8932.7
73 | A093210080010026 | TURBINE STEAM<>210 MW-HPT<>CYLINDER<>DRG 32118000-C<>STUD M 140 X 4 X 710, HW 32118000014, DRG42.8932.8
74 | A093210080010027 | TURBINE STEAM<>210 MW-HPT<>CYLINDER<>DRG 32118000-C<>STUD M 140 X 4 X 810, HW 32118000015, DRG42.8932.8
75 | A093210080010035 | TURBINE STEAM<>210 MW-HPT<>CYLINDER<>DRG 32118000-C<>VALVE SEAT DIA 150, (FOR HPCV 3 & 4), HW 32118000002
76 | A093210080010040 | TURBINE STEAM<>210 MW-HPT<>CYLINDER<>DRG 32118000-C<>ELASTIC RING PN 6
77 | A093210080010045 | TURBINE STEAM<>210 MW-HPT<>CYLINDER<>DRG 32118000-C<>FLANGE HEATERS PN 3211800000063
78 | A093210090010001 | TURBINE STEAM<>210 MW-HPT<>CV 3 & 4 HPC DIA 150<>DRG 31111000<>BUSH FOR HPCV 3 & 4, HW 321111000006, DRG31111006
79 | A093210090010002 | TURBINE STEAM<>210 MW-HPT<>CV 3 & 4 HPC DIA 150<>DRG 31111000<>HPCV NO 3 & 4 ASSY W / O LINER, HW 31111000000, DR
80 | A093210090010003 | TURBINE STEAM<>210 MW-HPT<>CV 3 & 4 HPC DIA 150<>DRG 31111000<>LINER FOR HPCV 3 & 4, HW 31111000005, DRG31111005
81 | A093210090010009 | TURBINE STEAM<>210 MW-HPT<>CV 3 & 4 HPC DIA 150<>DRG 31111000<>VALVE STEM FOR HPCV 3 & 4, HW 32111000004, DRG31111004
82 | A093210100010001 | TURBINE STEAM<>210 MW-HPT<>CV MODIFIED NO 2 FOR HPC DIA 150<>DRG 32180000<>BUSH FOR HPCV-2, HW 32180000008, DRG32180006
83 | A093210100010002 | TURBINE STEAM<>210 MW-HPT<>CV MODIFIED NO 2 FOR HPC DIA 150<>DRG 32180000<>HPCV-2 (MODIFIED) ASSY W / O LINER, HW 32180000000
84 | A093210100010004 | TURBINE STEAM<>210 MW-HPT<>CV MODIFIED NO 2 FOR HPC DIA 150<>DRG 32180000<>NUT FOR HPCV-2, HW 32180000004, DRG32180002
85 | A093210100010010 | TURBINE STEAM<>210 MW-HPT<>CV MODIFIED NO 2 FOR HPC DIA 150<>DRG 32180000<>SPECIAL NUT M 39 X 3, HW 32180000011, DRG31111009
86 | A093210100010011 | TURBINE STEAM<>210 MW-HPT<>CV MODIFIED NO 2 FOR HPC DIA 150<>DRG 32180000<>SPECIAL WASHER FOR HPCV-2, HW 32131000010, DRG31111008
87 | A093210100010016 | TURBINE STEAM<>210 MW-HPT<>CV MODIFIED NO 2 FOR HPC DIA 150<>DRG 32180000<>VALVE STEM WITH NUT FOR HPCV-2, HW 3218000007, DRG32180005
88 | A093210110010002 | TURBINE STEAM<>210 MW-HPT<>HPT / IPT CV<>DRG 31113000 / 32116000 / 32163000<>CAM FOR HPCV-1, HW 32116000001, DRG32116001
89 | A093210110010003 | TURBINE STEAM<>210 MW-HPT<>HPT / IPT CV<>DRG 31113000 / 32116000 / 32163000<>CAM FOR HPCV-2, HW 32116000002, DRG32116002
90 | A093210110010004 | TURBINE STEAM<>210 MW-HPT<>HPT / IPT CV<>DRG 31113000 / 32116000 / 32163000<>CAM FOR HPCV-3, HW 32116000003, DRG32116003
91 | A093210110010005 | TURBINE STEAM<>210 MW-HPT<>HPT / IPT CV<>DRG 31113000 / 32116000 / 32163000<>CAM FOR HPCV-4, HW 32116000004, DRG32116004
92 | A093210110010006 | TURBINE STEAM<>210 MW-HPT<>HPT / IPT CV<>DRG 31113000 / 32116000 / 32163000<>CAM FOR IPCV 1 & 2, HW 32163000001, DRG32163001
93 | A093210110010007 | TURBINE STEAM<>210 MW-HPT<>HPT / IPT CV<>DRG 31113000 / 32116000 / 32163000<>CAM FOR IPCV-3, HW 32163000002, DRG32163003
94 | A093210110010008 | TURBINE STEAM<>210 MW-HPT<>HPT / IPT CV<>DRG 31113000 / 32116000 / 32163000<>CAM FOR IPCV-4, HW 32163000003, DRG32163004
95 | A093210130010004 | TURBINE STEAM<>210 MW-HPT<>COLUMN FOR SIDE LEFT CV<>DRG 32132000<>COLUMN FOR HPCV-3, HW 32132000000, DRG32132000
96 | A093210150010005 | TURBINE STEAM<>210 MW-HPT<>CV CAM DISTRIBUTION ARRMENT<>DRG 32110000<>PINION FOR HPC RACK, HW 32110000018, 31110009
97 | A093210150010006 | TURBINE STEAM<>210 MW-HPT<>CV CAM DISTRIBUTION ARRMENT<>DRG 32110000<>RACK FOR HPC, HW 32109000008, DRG32109003
98 | A093210150010007 | TURBINE STEAM<>210 MW-HPT<>CV CAM DISTRIBUTION ARRMENT<>DRG 32110000<>RACK FOR IPC, HW 32109000007, DRG32109002
99 | A093210150010009 | TURBINE STEAM<>210 MW-HPT<>CV CAM DISTRIBUTION ARRMENT<>DRG 32110000<>ROLLER, HW 32110000038, DRG32110026
100 | A093210150010012 | TURBINE STEAM<>210 MW-HPT<>CV CAM DISTRIBUTION ARRMENT<>DRG 32110000<>RACK ARM FOR HPC, HW 32109000010
101 | A093210160010001 | TURBINE STEAM<>210 MW-HPT<>EMG STOP VALVE CHEST OLD<>DRG 32102000<>CAP NUT M 85 X 4, HW 32102000005, DRG55.8945.085 F
102 | A093210160010002 | TURBINE STEAM<>210 MW-HPT<>EMG STOP VALVE CHEST OLD<>DRG 32102000<>SERRATED PACKING, HW 32102000007, DRG32102003 FOR ESV CHEST OLD.
103 | A093210160010003 | TURBINE STEAM<>210 MW-HPT<>EMG STOP VALVE CHEST OLD<>DRG 32102000<>SERRATED STEEL PACKING DOM 32, HW 32102000009, DRG41.8155.032 FOR ESV CHEST OLD.
104 | A093210160010004 | TURBINE STEAM<>210 MW-HPT<>EMG STOP VALVE CHEST OLD<>DRG 32102000<>STRAINER FOR ESV (OLD DESIGN), HW 32103000000, DRG
105 | A093210160010005 | TURBINE STEAM<>210 MW-HPT<>EMG STOP VALVE CHEST OLD<>DRG 32102000<>STUD M 85 X 4 X 400, HW 32102000006, DRG32102002 F
106 | A093210170010001 | TURBINE STEAM<>210 MW-HPT<>EMG STOP VALVE<>DRG 32101000<>ESV WITHOUT LINER, HW 32101000000, DRG32101000
107 | A093210170010004 | TURBINE STEAM<>210 MW-HPT<>EMG STOP VALVE<>DRG 32101000<>VALVE STEM, HW 32101000007, DRG32101007
108 | A093210180010016 | TURBINE STEAM<>210 MW-HPT<>DIAPHRAGM WELDED<>MSPGCL 210-32122000-CI<>SEALING RINGS FOR 3RD-12TH STAGE, MSPGCL 32122000006,210LMW-3212
109 | A093210180010017 | TURBINE STEAM<>210 MW-HPT<>DIAPHRAGM WELDED<>MSPGCL 210-32122000-CI<>SEALING RINGS FOR II ND STAGE, MSPGCL NO.32122000005, 210LMW-32122
110 | A093210190010001 | TURBINE STEAM<>210 MW-HPT<>CV 1 HPC DIA 125<>DRG 32111000<>HPCV-1 ASSY WITHOUT LINER, HW 32111000000, DRG3211
111 | A093210190010002 | TURBINE STEAM<>210 MW-HPT<>CV 1 HPC DIA 125<>DRG 32111000<>LINER FOR HPCV-1, HW 32111000003, DRG32111003
112 | A093210190010005 | TURBINE STEAM<>210 MW-HPT<>CV 1 HPC DIA 125<>DRG 32111000<>SPECIAL NUT M 39 X 3, HW 32111000009, DRG31111009
113 | A093210190010009 | TURBINE STEAM<>210 MW-HPT<>CV 1 HPC DIA 125<>DRG 32111000<>VALVE FOR HPCV-1, HW 32111000001, DRG32111001
114 | A093210190010011 | TURBINE STEAM<>210 MW-HPT<>CV 1 HPC DIA 125<>DRG 32111000<>VALVE STEM FOR HPCV-1, HW 32111000005, DRG31111004
115 | A093210200010001 | TURBINE STEAM<>210 MW-HPT<>LEVER FOR HPC TOP CV NO 1 & 2<>DRG 32187000<>LEVER FOR HPCV-1 & 2, HW 32187000012, DRG32187001
116 | A093210210010001 | TURBINE STEAM<>210 MW-HPT<>NOZZLE SEGMENT<>DRG 32119000<>NOZZLE SEGMENTS FOR HPC, HW 32119000000, DRG321190
117 | A093210220010001 | TURBINE STEAM<>210 MW-HPT<>EMG STOP VALVE CHEST NEW<>DRG 32139000<>NUT M 30, HW 321390000018, DRG42.8940.030 FOR ESV CHEST NEW.
118 | A093210220010006 | TURBINE STEAM<>210 MW-HPT<>EMG STOP VALVE CHEST NEW<>DRG 32139000<>SEALING RING, HW 32139000009, DRG32139005 FOR ESV
119 | A093210220010008 | TURBINE STEAM<>210 MW-HPT<>EMG STOP VALVE CHEST NEW<>DRG 32139000<>STUD M 30 X 110, HW 32139000006, DRG41.8932.341 FOR ESV CHEST NEW.
120 | A093210360010005 | TURBINE STEAM<>210 MW-HPT<>CV 2 MODIFIED FOR HPC DIA 150 (SKIRT TYPE)<>DRG 32190000<>HPCV NO.2 SKIRT TYPE COMPLETE ASSY WITH LINER PN6 AND STEAM CHEST COVER PN10
121 | A093210360010006 | TURBINE STEAM<>210 MW-HPT<>CV 2 MODIFIED FOR HPC DIA 150 (SKIRT TYPE)<>DRG 32190000<>LINER, DRG 32190006
122 | A093210360010017 | TURBINE STEAM<>210 MW-HPT<>CV 2 MODIFIED FOR HPC DIA 150 (SKIRT TYPE)<>DRG 32190000<>VALVE STEM, DRG 32190007 WITH SPECIAL NUT M 45 X 4
123 | A093220010010008 | TURBINE STEAM<>210 MW-IPT<>COLUMN FOR SIDE CV IPC<>DRG 32160000<>ASSY COLUMN FOR TOP CV OF IPC ASSY, DRG32160000
124 | A093220010010013 | TURBINE STEAM<>210 MW-IPT<>COLUMN FOR SIDE CV IPC<>DRG 32160000<>PIN, HW 32160000023, DRG32160015
125 | A093220010020001 | TURBINE STEAM<>210 MW-IPT<>COLUMN FOR SIDE CV IPC<>DRG 32161000<>ASSY COLUMN FOR SIDE CV OF IPC ASSY, DRG32161000
126 | A093220020010003 | TURBINE STEAM<>210 MW-IPT<>BLADE IP ROTOR<>DRG 32312000<>BAND SEG NO1, 13TH STG, HW 32312000019, DRG32312021
127 | A093220020010004 | TURBINE STEAM<>210 MW-IPT<>BLADE IP ROTOR<>DRG 32312000<>BAND SEG NO1, 20TH STG, HW 32312000033, DRG32184003
128 | A093220020010007 | TURBINE STEAM<>210 MW-IPT<>BLADE IP ROTOR<>DRG 32312000<>BLADE 13TH STAGE, HW 32312000001, DRG32312001
129 | A093220020010008 | TURBINE STEAM<>210 MW-IPT<>BLADE IP ROTOR<>DRG 32312000<>BLADE 20TH STAGE, HW 32312000015, DRG32312016
130 | A093220020010009 | TURBINE STEAM<>210 MW-IPT<>BLADE IP ROTOR<>DRG 32312000<>BLADE 21ST STAGE, HW 32312000016, DRG32312017
131 | A093220020010010 | TURBINE STEAM<>210 MW-IPT<>BLADE IP ROTOR<>DRG 32312000<>BLADE 22ND STAGE, HW 32312000017, DRG32312018
132 | A093220020010024 | TURBINE STEAM<>210 MW-IPT<>BLADE IP ROTOR<>DRG 32312000<>LOCK BLADE, HW 32312000002, DRG32312002
133 | A093220020010038 | TURBINE STEAM<>210 MW-IPT<>BLADE IP ROTOR<>DRG 32312000<>BAND SEG NO2, 21ST STG, HW 32312000036, DRG32312027
134 | A093220030010010 | TURBINE STEAM<>210 MW-IPT<>REAR SEALING<>MSPGCL 210-32170000<>SEALING RING, MSPGCL 32170000009, 210LMW-3217
135 | A093220030010011 | TURBINE STEAM<>210 MW-IPT<>REAR SEALING<>MSPGCL 210-32170000<>SEALING RING, HW 32170000013, DRG32170006
136 | A093220030010013 | TURBINE STEAM<>210 MW-IPT<>REAR SEALING<>MSPGCL 210-32170000<>SEALING RING, MSPGCL 32170000015, 210LMW-3217
137 | A093220040020019 | TURBINE STEAM<>210 MW-IPT<>DIAPHRAGM<>MSPGCL 210-32168000<>SEALING RING FOR 20TH STG, HW 32168000005, DRG32168001, (ASSEMBLED P.NO5-9)
138 | A093220040020020 | TURBINE STEAM<>210 MW-IPT<>DIAPHRAGM<>MSPGCL 210-32168000<>SEALING RING FOR 21ST STG, MSPGCL 32168000010, 210LMW-3216
139 | A093220040020021 | TURBINE STEAM<>210 MW-IPT<>DIAPHRAGM<>MSPGCL 210-32168000<>SEALING RING FOR 22ND STG, HW 32168000015, DRG31205045, (ASSEMBLED P.NO15-17)
140 | A093220040020022 | TURBINE STEAM<>210 MW-IPT<>DIAPHRAGM<>MSPGCL 210-32168000<>SEALING RING FOR 23RD STG, MSPGCL 32168000018, 210LMW-3216
141 | A093220040020023 | TURBINE STEAM<>210 MW-IPT<>DIAPHRAGM<>MSPGCL 210-32168000<>SEALING RINGS FOR 14-19 STG, MSPGCL 32168000032, 210LMW-3216
142 | A093220050010009 | TURBINE STEAM<>210 MW-IPT<>FRONT SEALING<>MSPGCL 210-32169000<>HOUSING FOR END SEALING OF IPC (F), HW 32169000003
143 | A093220050010011 | TURBINE STEAM<>210 MW-IPT<>FRONT SEALING<>MSPGCL 210-32169000<>HOUSING NO2 FOR IPC FRONT SEALING IN 2 HALVES, HW
144 | A093220050010017 | TURBINE STEAM<>210 MW-IPT<>FRONT SEALING<>MSPGCL 210-32169000<>SEALING RING, MSPGCL 32169000006, 210LMW-3216
145 | A093220050010018 | TURBINE STEAM<>210 MW-IPT<>FRONT SEALING<>MSPGCL 210-32169000<>SEALING RING, MSPGCL 32169000007, 210LMW-3216
146 | A093220050010020 | TURBINE STEAM<>210 MW-IPT<>FRONT SEALING<>MSPGCL 210-32169000<>SPECIAL BOLT M 24 X 152, HW 32169000022, DRG32169012
147 | A093220070010006 | TURBINE STEAM<>210 MW-IPT<>CYLINDER FRONT PART<>DRG 32164000-CI<>CAP NUT M 100 X 4, HW 32164000035, DRG52.8945.100
148 | A093220070010008 | TURBINE STEAM<>210 MW-IPT<>CYLINDER FRONT PART<>DRG 32164000-CI<>CAP NUT M 76 X 4, HW 32164000036, DRG52.8945.076
149 | A093220070010011 | TURBINE STEAM<>210 MW-IPT<>CYLINDER FRONT PART<>DRG 32164000-CI<>NUT M 48 FOR IP TRANSFER PIPE, HW 32164000038, DRG44.8942.002
150 | A093220070010012 | TURBINE STEAM<>210 MW-IPT<>CYLINDER FRONT PART<>DRG 32164000-CI<>NUT M42, HW 32164000039, DRG44.8942.001
151 | A093220070010013 | TURBINE STEAM<>210 MW-IPT<>CYLINDER FRONT PART<>DRG 32164000-CI<>SERRATED GASKETS FOR IPT TRANSFER PIPE, HW 32164000008, DRG32155007
152 | A093220070010015 | TURBINE STEAM<>210 MW-IPT<>CYLINDER FRONT PART<>DRG 32164000-CI<>STUD M 100 X 4 X 480, HW 32164000016, DRG42.8932.5
153 | A093220070010016 | TURBINE STEAM<>210 MW-IPT<>CYLINDER FRONT PART<>DRG 32164000-CI<>STUD M 20 X 70, HW 32164000025, DRGAA 7141105131
154 | A093220070010017 | TURBINE STEAM<>210 MW-IPT<>CYLINDER FRONT PART<>DRG 32164000-CI<>STUD M 42 X 190, HW 32164000023, DRG42.8932.011
155 | A093220070010018 | TURBINE STEAM<>210 MW-IPT<>CYLINDER FRONT PART<>DRG 32164000-CI<>STUD M 42 X 280 FOR IP SIDE CV, HW 32164000021, DRG32164008
156 | A093220070010021 | TURBINE STEAM<>210 MW-IPT<>CYLINDER FRONT PART<>DRG 32164000-CI<>STUD M 60 X 4 X 260, HW 32164000018, DRG52.8932.19
157 | A093220070010022 | TURBINE STEAM<>210 MW-IPT<>CYLINDER FRONT PART<>DRG 32164000-CI<>STUD M 76 X 4 X 365, HW 32164000017, DRG52.8945.10
158 | A093220070010027 | TURBINE STEAM<>210 MW-IPT<>CYLINDER FRONT PART<>DRG 32164000-CI<>FLANGE HEATING DEVICE PN 3216400000065
159 | A093220090010001 | TURBINE STEAM<>210 MW-IPT<>CV 1 & 2 IPC DIA 325<>DRG 32158000<>BUSH FOR IPCV 1 & 2, HW 32158000016, DRG32158017
160 | A093220090010006 | TURBINE STEAM<>210 MW-IPT<>CV 1 & 2 IPC DIA 325<>DRG 32158000<>IPCV 1 & 2 DIA 325 ASSY, DRG32158000
161 | A093220090010010 | TURBINE STEAM<>210 MW-IPT<>CV 1 & 2 IPC DIA 325<>DRG 32158000<>STEM FOR IPCV 1 & 2, HW 32158000015, DRG32158016
162 | A093220100010002 | TURBINE STEAM<>210 MW-IPT<>CV 3 & 4 IPC DIA 325<>DRG 32159000<>IPCV NO 3 & 4 DIA 325 ASSY, DRG32159000
163 | A093220100010007 | TURBINE STEAM<>210 MW-IPT<>CV 3 & 4 IPC DIA 325<>DRG 32159000<>STEM FOR IPCV 3 & 4, HW 32159000008, DRG32159005
164 | A093220120010006 | TURBINE STEAM<>210 MW-IPT<>CV CAM DISTR ARRMENT IPC<>DRG 32157000<>ROLLER, HW 32157000040, HW 32157000040, DRG32110026
165 | A093220130010002 | TURBINE STEAM<>210 MW-IPT<>IV CHEST<>DRG 32152000<>CAP NUT M 52 X 3 OF IV CHEST, HW 32152000005, DRG32152005
166 | A093220140010002 | TURBINE STEAM<>210 MW-IPT<>IV & STRAINER<>DRG 32151000, 32153000<>INTERCEPTOR VALVE, HW 32151000000, DRG32151000
167 | A093220140010003 | TURBINE STEAM<>210 MW-IPT<>IV & STRAINER<>DRG 32151000, 32153000<>STEM FOR IV, HW 32151000007, DRG32151007
168 | A093220150010002 | TURBINE STEAM<>210 MW-IPT<>NOZZLE SEGMENT<>DRG 32119000<>NOZZLE SEGMENTS FOR IPC, HW 32166000000, DRG321660
169 | A093400010010018 | TURBINE STEAM<>210 MW-LPT<>ROTOR<>ASSY-BLADE<>LP ROTOR BLADES 30TH STAGE, HW 32305000007, DRG32305007
170 | A093400020010001 | TURBINE STEAM<>210 MW-LPT<>DIAPH LINER LPC<>DRG 32204000<>BLIND CAP NUT M 42, HW 32204000008
171 | A093400050010001 | TURBINE STEAM<>210 MW-LPT<>CYLINDER<>DRG 32201000<>BOLT M 48 X 240, HW 32201000001, DRG24.8929.635 FOR LPC
172 | A093400050010002 | TURBINE STEAM<>210 MW-LPT<>CYLINDER<>DRG 32201000<>NUT M 30, HW 32201000003, DRGAA 7151109040 FOR LPC
173 | A093400050010003 | TURBINE STEAM<>210 MW-LPT<>CYLINDER<>DRG 32201000<>NUT M 48, HW 32201000004, DRG24.8942.048 FOR LPC
174 | A093400050010004 | TURBINE STEAM<>210 MW-LPT<>CYLINDER<>DRG 32201000<>STUD M 30 X 90 (ACTUAL M 30 X 120), HW 32201000002, DRGHW 7141102981 FOR LPC
175 | A093400060010001 | TURBINE STEAM<>210 MW-LPT<>DIAPH LPC (CI)<>MSPGCL 210-32205000<>CAP NUT M 24, HW 32205000040, DRG48.8945.024
176 | A093400070010005 | TURBINE STEAM<>210 MW-LPT<>PARTING PLANE<>DRG 32202000<>NUT M 42, HW 32202000008, DRG24.8942.042
177 | A093400070010011 | TURBINE STEAM<>210 MW-LPT<>PARTING PLANE<>DRG 32202000<>STUD M 42 X 120, HW 32202000025, DRG16.8931.483
178 | A093430020010009 | TURBINE STEAM<>210 MW-HP-LP<>HP BYPASS<>CV-ARS 63 TYPE 6003<>VALVE STEM ARS 63 / 2 PORT AREA 19.37 SQCM, DRG 0-V-6003-01222
179 | A093430020020001 | TURBINE STEAM<>210 MW-HP-LP<>HP BYPASS<>ARS 72 TYPE 6004<>STEM ARS 72 / 2 DRG O-V-6004-01238
180 | A093430020020024 | TURBINE STEAM<>210 MW-HP-LP<>HP BYPASS<>ARS 72 TYPE 6004<>VALVE SEAT
181 | A093430020030011 | TURBINE STEAM<>210 MW-HP-LP<>HP BYPASS<>ASM-160<>PISTON PACKING ASM-160 / 17
182 | A093430020030013 | TURBINE STEAM<>210 MW-HP-LP<>HP BYPASS<>ASM-160<>PISTON ROD PACKING ASM-160 / 7
183 | A093430020040021 | TURBINE STEAM<>210 MW-HP-LP<>HP BYPASS<>ASM-63<>PISTON ROD PACKING
184 | A093430020040025 | TURBINE STEAM<>210 MW-HP-LP<>HP BYPASS<>ASM-63<>SEALING RING
185 | A093430030020001 | TURBINE STEAM<>210 MW-HP-LP<>HP BYPASS SPRAY<>E22S TYPE 6016<>STEM E 22 S/2,MAX PORT AREA 1.3SQCM
186 | A093430030020006 | TURBINE STEAM<>210 MW-HP-LP<>HP BYPASS SPRAY<>E22S TYPE 6016<>VALVE SEAT PN 3
187 | A093430030030001 | TURBINE STEAM<>210 MW-HP-LP<>HP BYPASS SPRAY<>E22S TYPE 6019<>VALVE STEM E22S / 2 MAX PORT AREA 2 SQCM
188 | A093430040010011 | TURBINE STEAM<>210 MW-HP-LP<>LP BYPASS<>NR 64-500 EK TYPE 6035<>VALVE SEAT NR64-500EK / 3 DRG 2-V-6035-99001
189 | A093430040010012 | TURBINE STEAM<>210 MW-HP-LP<>LP BYPASS<>NR 64-500 EK TYPE 6035<>VALVE STEM NR64-500EK / 2 FOR LBP1 & 2, PORT AREA 880 SQ.CM, DRG2-V-6035-02075 FOR NTPS
190 | A093430040020013 | TURBINE STEAM<>210 MW-HP-LP<>LP BYPASS<>ASM-250<>PISTON PACKING ASM 250 / 17
191 | A093430040020015 | TURBINE STEAM<>210 MW-HP-LP<>LP BYPASS<>ASM-250<>PISTON ROD PACKING ASM 250 / 7
192 | A093430060010008 | TURBINE STEAM<>210 MW-HP-LP<>LP BYPASS SPRAY<>NR100-50 TYPE 6020<>VALVE STEM NR100-50 / 2 PORT AREA 7 SQCM, DRG 3-V-6020-03306
193 | A115090090140004 | PUMP<>WATER<>BHEL<>CW 1Q B5 COA<>SHAFT
194 | A115090090140009 | PUMP<>WATER<>BHEL<>CW 1Q B5 COA<>IMPELLER

## 3
ECONOMISER COILS - 210MW
APPROVED VENDORS:
1) BHARAT HEAVY ELECTRICALS LTD. (VID:50226)
2) DOOSAN POWER SYSTEMS INDIA PVT LTD. (VID : 53057)
3) L&T- MHI POWER BOILERS PRIVATE LIMITED (VID : 55690)
4) GE POWER INDIA LTD. (VID : 50089)
5) BAJAJ POWER EQUIPMENTS PVT. LTD. (VID : 57152)
6) BEND JOINTS PRIVATE LIMITED (VID : 57683)
7) SHRAVANI HITECH PRIVATE LIMITED (VID : 50051)
SN | ITEM CODE | ITEM DESCRIPTION
1 | A043350040020001 | BOILER<>ECO<>210 MW<>COIL ASSY<>LOWER BANK
2 | A043350040020002 | BOILER<>ECO<>210 MW<>COIL ASSY<>UPPER BANK
3 | A043350040020003 | BOILER<>ECO<>210 MW<>COIL ASSY<>COMPLETE ECONOMISER COIL ASSLY
4 | A043350090020004 | BOILER<>ECO<>210 MW KPKD 1 & 2<>COIL ASSY<>ECO LOWER BANK COIL MODULE ECML 3
5 | A043350090020008 | BOILER<>ECO<>210 MW KPKD 1 & 2<>COIL ASSY<>ECO UPPER BANK COIL MODULE ECMU 2
6 | A043350090020009 | BOILER<>ECO<>210 MW KPKD 1 & 2<>COIL ASSY<>ECO UPPER BANK COIL MODULE ECMU 3
7 | A043350090020010 | BOILER<>ECO<>210 MW KPKD 1 & 2<>COIL ASSY<>ECO UPPER BANK COIL MODULE ECMU 4
8 | A043350090020011 | BOILER<>ECO<>210 MW KPKD 1 & 2<>COIL ASSY<>ECO UPPER BANK COIL MODULE ECMU 5
9 | A043350100010001 | BOILER<>ECO<>210 MW KPKD 3 & 4<>COIL ASSY<>ECO LOWER BANK COIL MODULE ECML 1
10 | A043350100010002 | BOILER<>ECO<>210 MW KPKD 3 & 4<>COIL ASSY<>ECO LOWER BANK COIL MODULE ECML 2
11 | A043350100010003 | BOILER<>ECO<>210 MW KPKD 3 & 4<>COIL ASSY<>ECO LOWER BANK COIL MODULE ECML 3
12 | A043350100010004 | BOILER<>ECO<>210 MW KPKD 3 & 4<>COIL ASSY<>ECO LOWER BANK COIL MODULE ECML 4
13 | A043350100010005 | BOILER<>ECO<>210 MW KPKD 3 & 4<>COIL ASSY<>ECO UPPER BANK COIL MODULE ECMU 1
14 | A043350100010006 | BOILER<>ECO<>210 MW KPKD 3 & 4<>COIL ASSY<>ECO UPPER BANK COIL MODULE ECMU 10
15 | A043350100010007 | BOILER<>ECO<>210 MW KPKD 3 & 4<>COIL ASSY<>ECO UPPER BANK COIL MODULE ECMU 2
16 | A043350100010008 | BOILER<>ECO<>210 MW KPKD 3 & 4<>COIL ASSY<>ECO UPPER BANK COIL MODULE ECMU 3 | r
17 | A043350100010009 | BOILER<>ECO<>210 MW KPKD 3 & 4<>COIL ASSY<>ECO UPPER BANK COIL MODULE ECMU 4
18 | A043350100010010 | BOILER<>ECO<>210 MW KPKD 3 & 4<>COIL ASSY<>ECO UPPER BANK COIL MODULE ECMU 5
19 | A043350100010011 | BOILER<>ECO<>210 MW KPKD 3 & 4<>COIL ASSY<>ECO UPPER BANK COIL MODULE ECMU 6
20 | A043350100010012 | BOILER<>ECO<>210 MW KPKD 3 & 4<>COIL ASSY<>ECO UPPER BANK COIL MODULE ECMU 7
21 | A043350100010013 | BOILER<>ECO<>210 MW KPKD 3 & 4<>COIL ASSY<>ECO UPPER BANK COIL MODULE ECMU 9

## 4
SUPERHEATER, REHEATER AND LTSH (250MW AND 500MW)
APPROVED VENDORS:
1) BHARAT HEAVY ELECTRICALS LTD. (VID:50226)
2) DOOSAN POWER SYSTEMS INDIA PVT LTD. (VID : 53057)
3) L&T- MHI POWER BOILERS PRIVATE LIMITED (VID : 55690)
4) GE POWER INDIA LTD. (VID : 50089)
5) BAJAJ POWER EQUIPMENTS PVT. LTD. (VID : 57152)
6) BEND JOINTS PRIVATE LIMITED (VID : 57683)
7) SHRAVANI HITECH PRIVATE LIMITED (VID : 50051)
SN | ITEM CODE | ITEM DESCRIPTION
1 | A043190040040001 | BOILER<>LTSH<>500 MW CSTPS 5, 6 & 7<>LOWER BANK<>COIL ASSY
2 | A043190040080001 | BOILER<>LTSH<>500 MW CSTPS 5, 6 & 7<>UPPER BANK<>COIL ASSY
3 | A043190060060001 | BOILER<>LTSH<>250 MW<>LOWER BANK<>LTSH LOWER BANK COIL (____COILS)
4 | A043190060060003 | BOILER<>LTSH<>250 MW BHEL<>LOWER BANK<>COMPLETE LTSH LOWER BANK COIL ASSEMBLY
5 | A043190060090001 | BOILER<>LTSH<>250 MW<>UPPER BANK<>LTSH UPPER BANK COIL
6 | A043190060090003 | BOILER<>LTSH<>250 MW BHEL<>UPPER BANK<>COMPLETE LTSH UPPER BANK COIL ASSEMBLY
7 | A043190090020002 | BOILER<>LTSH<>500 MW<>TUBE<>LTSH HANGER TUBE (FG TUBE OD 51X11-SA210GRC)
8 | A043190090020004 | BOILER<>LTSH<>500 MW<>TUBE<>LTSH STRAIGHT TUBE, SA213 T11-SIZE 1 (TUBE OD 47.63X5.60-SA213T11)
9 | A043190090020006 | BOILER<>LTSH<>500 MW<>TUBE<>LTSH STRAIGHT TUBE, SA213 T11-SIZE 2 (TUBE OD 47.63X5.60-SA213T11)
10 | A043390020070002 | BOILER<>HIGH PRESSURE<>TUBES<>SA 213 GRADE T91<>SA 213 T 91 DIA 47.63 X 5.6
11 | A043430010080001 | BOILER<>PLATEN SH<>500 MW CSTPS 5 & 6<>COIL ASSY<>PLATEN SH COIL ASSY
12 | A043430010080002 | BOILER<>PLATEN SH<>500 MW: CSTPS 5 & 6<>COIL ASSY<> PLATEN SH COIL ASSY TYPE-I
13 | A043430010080003 | BOILER<>PLATEN SH<>500 MW: CSTPS 5 & 6<>COIL ASSY<> PLATEN SH COIL ASSY TYPE-II
14 | A043450080010011 | BOILER<>RH<>500 MW<>BEND<>BENT TUBE D63.5X4-SA213TP347H DU NO 33
15 | A043450080010043 | BOILER<>RH <>500 MW<>BEND<>BENT TUBE D63.5X4-SA213TP347H DU NO 33
16 | A043450080010044 | BOILER<>RH<>500 MW<>BEND<>WELDED BIFURCATE DU NO 04
17 | A043450080010045 | BOILER<>RH<>500 MW<>BEND<>WELDED BIFURCATE DU NO 08
18 | A043450080010046 | BOILER<>RH<>500 MW<>BEND<>WELDED BIFURCATE DU NO 09
19 | A043450080010047 | BOILER<>RH<>500MW<>BEND<>WELDED BIFURCATE LTSH LOWER (SHSP-11)
20 | A043450080010048 | BOILER<>RH<>500 MW<>BEND<>WELDED BIFURCATE LTSH LOWER (SHSP-12)
21 | A043450080010049 | BOILER<>RH<>500 MW<>BEND<>WELDED BIFURCATE LTSH LOWER (SHSP-13)
22 | A043450080010050 | BOILER<>RH<>500 MW<>BEND<>WELDED BIFURCATE LTSH LOWER (SHSP-14)
23 | A043450080010051 | BOILER<>RH<>500 MW<>BEND<>WELDED BIFURCATE LTSH LOWER (SHSP-15)
24 | A043450080010052 | BOILER<>RH<>500 MW<>BEND<>WELDED BIFURCATE LTSH LOWER (SHSP-16)
25 | A043450080010053 | BOILER<>RH<>500 MW<>BEND<>WELDED BIFURCATE LTSH LOWER (SHSP-17)
26 | A043550070030024 | BOILER<>FINAL SH <>500 MW<>TUBE<>TUBE D63.5X8-SA213TP347H
27 | A043190070010001 | BOILER<>LTSH<>500 MW CSTPS 5 & 6<>ASSEMBLY<>COMPLETE ASSEMBLY

## 5
ECONOMISER COILS - 250MW & 500MW
APPROVED VENDORS:
1) BHARAT HEAVY ELECTRICALS LTD. (VID:50226)
2) DOOSAN POWER SYSTEMS INDIA PVT LTD. (VID : 53057)
3) L&T- MHI POWER BOILERS PRIVATE LIMITED (VID : 55690)
4) GE POWER INDIA LTD. (VID : 50089)
5) BAJAJ POWER EQUIPMENTS PVT. LTD. (VID : 57152)
6) BEND JOINTS PRIVATE LIMITED (VID : 57683)
7) SHRAVANI HITECH PRIVATE LIMITED (VID : 50051)
SN | ITEM CODE | ITEM DESCRIPTION
1 | A043190060060002 | BOILER<>LTSH<>250 MW<>LOWER BANK<>LTSH LOWER COIL MODULES TUBE D47 53 X 5,SA213T11,1SET CONSISTS OF 66 MODULES OF 2 COILS ARRANGEMENT
2 | A043190060090002 | BOILER<>LTSH<>250 MW<>UPPER BANK<>LTSH UPPER COIL MODULES TUBE D47 53 X 5.6,SA213T11,1SET CONSISTS OF 66 MODULES OF 2 COILS ARRANGEMENT
3 | A043350010030001 | BOILER<>ECO<>250 MW<>COIL ASSY<>COMPLETE ECONOMISER COIL ASSLY
4 | A043350010030002 | BOILER<>ECO<>250 MW<>COIL ASSY<>LOWER BANK
5 | A043350010030003 | BOILER<>ECO<>250 MW<>COIL ASSY<>UPPER BANK
6 | A043350020030003 | BOILER<>ECO<>500 MW CSTPS 5 & 6<>ASSY<>COMPLETE ASSY ADDITIONAL
7 | A043350030020001 | BOILER<>ECO<>500 MW CSTPS 7<>ASSY<>COMPLETE ASSY MIDDLE
8 | A043350030020002 | BOILER<>ECO<>500 MW CSTPS 7<>ASSY<>COMPLETE ASSY LOWER WITH ECO ADDITIONAL
9 | A043350110020001 | BOILER<>ECO<>500 MW<>TUBE<>ECO HANGER TUBE (FG TUBE OD 44.50 X 7.10-SA210GRC)
10 | A043350110020002 | BOILER<>ECO<>500 MW<>TUBE<>ECO STRAIGHT TUBE SA210 GR A1 (FG TUBE OD 38.10X4.50-SA210 GR A1)
11 | A043350110020077 | BOILER<>ECO<>500 MW<>TUBE<>D38.1 X 4.5 - SA210 GR A1
12 | A043350110020078 | BOILER<>ECO<>500 MW<>TUBE<>D44.5 X 7.1 - SA210GRC
13 | A043350110020079 | BOILER<>ECO<>500 MW<>TUBE<>TUBE D38.1X5 SA 210 GRC
14 | A043350110030001 | BOILER<>ECO<>500 MW<>COIL ASSY<>ECO LOWER COIL ASSY
15 | A043350110030002 | BOILER<>ECO<>500 MW<>COIL ASSY<>ECO MIDDLE COIL ASSY
16 | A043350110030003 | BOILER<>ECO<>500 MW<>COIL ASSY<>ECO UPPER COIL ASSY
17 | A043350030020003 | BOILER<>ECO<>500 MW CSTPS 7<>ASSY<>COMPLETE ASSY ECO UPPER

## 6
SUPERHEATER, REHEATER AND LTSH (210MW)
APPROVED VENDORS:
1) BHARAT HEAVY ELECTRICALS LTD. (VID:50226)
2) DOOSAN POWER SYSTEMS INDIA PVT LTD. (VID : 53057)
3) L&T- MHI POWER BOILERS PRIVATE LIMITED (VID : 55690)
4) GE POWER INDIA LTD. (VID : 50089)
5) BAJAJ POWER EQUIPMENTS PVT. LTD. (VID : 57152)
6) BEND JOINTS PRIVATE LIMITED (VID : 57683)
7) SHRAVANI HITECH PRIVATE LIMITED (VID : 50051)
SN | ITEM CODE | ITEM DESCRIPTION
1 | A043190030070001 | BOILER<>LTSH<>210 MW KPKD 3 & 4<>SINGLE BANK<>LTSH COIL ASSY (120 COIL)
2 | A043190050040001 | BOILER<>LTSH<>210 MW<>LOWER BANK<>COIL ASSY
3 | A043190050070002 | BOILER<>LTSH<>210 MW<>TUBE<>TUBES (SHH 8-SHH 9) 51X5, SA210GR.A1.
4 | A043190050070005 | BOILER<>LTSH<>210 MW<>TUBE<>TUBE DIA 44.5 X 4.5 SA210 GR A1
5 | A043190050070007 | BOILER<>LTSH<>210 MW<>TUBE<>TUBE DIA 44.5X4.5 SA213 T11
6 | A043190050080001 | BOILER<>LTSH<>210 MW<>UPPER BANK<>COIL ASSY (134 NOS.)
7 | A043190050100002 | BOILER<>LTSH<>210 MW<>BEND<>LTSH COIL LOOP BENDS 1SET=3NOS 44.5X4.5 MM SA213 T11
8 | A043190050120001 | BOILER<>LTSH<>210 MW<>COIL ASSY SET<>LTSH COIL SET 1 SET = 1 UPPER + 1 LOWER MODULE
9 | A043430090010004 | BOILER<>PLATEN SH<>210 MW<>TUBE<>COMPLETE ASSY OF STEAM COOLED SPACER TUBE
10 | A043430090010012 | BOILER<>PLATEN SH<>210 MW<>TUBE<>COMPLETE ASSY OF VERTICAL PLATEN SH COIL
11 | A043450050020003 | BOILER<>RH<>210 MW<>TUBE<>RH TUBE DIA 54 X 4.5MM SA-213 T22
12 | A043570010010001 | BOILER<>PENDANT RH<>210 MW ABL<>COIL ASSY<>PENDANT R / H COILS ASSY

## 7
APH BASKETS (500MW)
APPROVED VENDORS:
1) BHARAT HEAVY ELECTRICALS LTD. (VID:50226)
2) L&T HOWDEN LTD. (VID : 54395)
3) ARVOS LJUNGSTROM ENERGY INDIA PRIVATE LIMITED (VID : 55679)
4) SHREE DURGA INDUSTRIES (VID:51424 )
SN | ITEM CODE | ITEM DESCRIPTION
1 | A043250050040031 | BOILER<>REGENERATIVE AIR PREHEATER<>BISECTOR PRIMARY AIR HEATER 25.5 VI 1750<>HEATING ELEMENT / SECTOR SYSTEM<>ASSEMBLY OF BASKETS
2 | A043250060080001 | BOILER<>REGENERATIVE APH<>BISECTOR SEC AH 30 VI 1750<>HEAT ELEM / SECTOR<>WATER WASHING SPRAY HEADER ASSLY
3 | A043250060080006 | BOILER<>REGENERATIVE APH<>BISECTOR SEC AH 30 VI 1750<>HEAT ELEM / SECTOR<>ASSY OF BASKETS
4 | A043250070010010 | BOILER<>REGENERATIVE APH<>PRI AH 27 VI 1250 / 1400<>DRIVE UNIT<>PINS FOR RACK
5 | A043250070040001 | BOILER<>REGENERATIVE APH<>PRI AH 27 VI 1250/1400<>HEAT ELEM / SECTOR<>ASSY OF BASKETS
6 | A043250070040008 | BOILER<>REGENERATIVE APH<>PRI AH 27 VI 1250 / 1400<>HEATING ELEMENT / SECTOR<>COLD END BASKET DOORS
7 | A043250070070050 | BOILER<>REGENERATIVE APH<>PRI AH 27 VI 1250 / 1400<> SEALING<>DIAPHRAGM HE & CE
8 | A043250070070051 | BOILER<>REGENERATIVE APH<>PRI AH 27 VI 1250 / 1400<>SEALING SYS<>AIR SPOOL SEAL ASSEMBLY HE
9 | A043250070070052 | BOILER<>REGENERATIVE APH<>PRI AH 27 VI 1250 / 1400<> SEALING<>DIAPHRAGM SEALS HE & CE
10 | A043250070090006 | BOILER<>REGENERATIVE APH<>PRI AH 27 VI 1250 / 1400<>SEALING SYS<>HE & CE ROTOR POST SEAL COMPLETE SET
11 | A043250070090007 | BOILER<>REGENERATIVE APH<>PRI AH 27 VI 1250 / 1400<>SEALING SYS<>HE & CE T-BAR COMPLETE SET
12 | A043250070090009 | BOILER<>REGENERATIVE APH<>PRI AH 27 VI 1250 / 1400<>SEALING SYS<>CENTRE SECTION PLATE HE
13 | A043250080040001 | BOILER<>REGENERATIVE APH<>SEC AH 30.5 VI 1750 (1900)<>HEAT ELEM / SECTOR<>ASSY OF BASKETS
14 | A043250080070081 | BOILER<>REGENERATIVE APH<>SEC AH 30.5 VI 1750(1900)<> SEALING SYS<>HE & CE ROTOR POST SEAL COMPLETE SET
15 | A043250120010006 | BOILER<>REGENERATIVE APH<>TRISECTOR 27 VIT 74 INCH<>DRIVE UNIT<>BARCO SWIVEL BALL JOINT FOR CLEANING DEVICE
16 | A043250170030020 | BOILER<>REGENERATIVE APH<>TRISECTOR 31.5 VIMT 2000, 72 DEG PA<>HEAT ELEM/ SECTOR<>ASSY OF BASKETS
17 | A043250170030021 | BOILER<>REGENERATIVE APH<>TRISECTOR 31.5 VIMT 2000, 72 DEG PA<>HEAT ELEM / SECTOR<>AXIAL SEALS ASSY
18 | A043250170030022 | BOILER<>REGENERATIVE APH<>TRISECTOR 31.5 VIMT 2000, 72 DEG PA<>HEAT ELEM / SECTOR<>BYPASS SEALS ASSY
19 | A043250170030023 | BOILER<>REGENERATIVE APH<>TRISECTOR 31.5 VIMT 2000, 72 DEG PA<>HEAT ELEM / SECTOR<>COLD END BASKET A1
20 | A043250170030024 | BOILER<>REGENERATIVE APH<>TRISECTOR 31.5 VIMT 2000, 72 DEG PA<>HEAT ELEM / SECTOR<>COLD END BASKET B
21 | A043250170030025 | BOILER<>REGENERATIVE APH<>TRISECTOR 31.5 VIMT 2000, 72 DEG PA<>HEAT ELEM / SECTOR<>COLD END BASKET C
22 | A043250170030026 | BOILER<>REGENERATIVE APH<>TRISECTOR 31.5 VIMT 2000, 72 DEG PA<>HEAT ELEM / SECTOR<>COLD END BASKET D2
23 | A043250170030027 | BOILER<>REGENERATIVE APH<>TRISECTOR 31.5 VIMT 2000, 72 DEG PA<>HEAT ELEM / SECTOR<>COLD END BASKET E1
24 | A043250170030028 | BOILER<>REGENERATIVE APH<>TRISECTOR 31.5 VIMT 2000, 72 DEG PA<>HEAT ELEM / SECTOR<>COLD END BASKET F31.5
25 | A043250170030029 | BOILER<>REGENERATIVE APH<>TRISECTOR 31.5 VIMT 2000, 72 DEG PA<>HEAT ELEM / SECTOR<>HE/HI BASKET TYPE F 31.5
26 | A043250170030030 | BOILER<>REGENERATIVE APH<>TRISECTOR 31.5 VIMT 2000, 72 DEG PA<>HEAT ELEM / SECTOR<>HE/HIE BASKET TYPE A1
27 | A043250170030031 | BOILER<>REGENERATIVE APH<>TRISECTOR 31.5 VIMT 2000, 72 DEG PA<>HEAT ELEM / SECTOR<>HE/HIE BASKET TYPE B
28 | A043250170030032 | BOILER<>REGENERATIVE APH<>TRISECTOR 31.5 VIMT 2000, 72 DEG PA<>HEAT ELEM / SECTOR<>HE/HIE BASKET TYPE C
29 | A043250170030033 | BOILER<>REGENERATIVE APH<>TRISECTOR 31.5 VIMT 2000, 72 DEG PA<>HEAT ELEM / SECTOR<>HE/HIE BASKET TYPE D2
30 | A043250170030034 | BOILER<>REGENERATIVE APH<>TRISECTOR 31.5 VIMT 2000, 72 DEG PA<>HEAT ELEM / SECTOR<>HE/HIE BASKET TYPE E1
31 | A043250170030035 | BOILER<>REGENERATIVE APH<>TRISECTOR 31.5 VIMT 2000, 72 DEG PA<>HEAT ELEM / SECTOR<>RADIAL SEALS ASSY
32 | A043250070070013 | BOILER<>REGENERATIVE APH<>PRI AH 27 VI 1250/1400 <> SEALING SYS<>H.E. & C.E. RADIAL SEALS FOR PRIMARY AIR HEATERS
33 | A043250080070046 | BOILER<>REGENERATIVE APH<>SEC AH 30.5 VI 1750 (1900) <>SEALING SYS<>HE & CE RADIAL SEALS FOR SECONDARY AIR HEATERS
34 | A043250070070049 | BOILER<>REGENERATIVE APH<>PRI AH 27 VI 1250 / 1400<>SEALING<>HE & CE BYPASS SEAL ASSY

## 8
CARTRIDGES OF BFP
APPROVED VENDORS:
1) BHARAT HEAVY ELECTRICALS LTD. (VID:50226)
2) WEIR ENGINEERING SERVICES INDIA LIMITED(VID : 51797)
3) NTPC GE POWER SERVICE PVT LTD (VID : 52662)
SN | ITEM CODE | ITEM DESCRIPTION
1 | A115090090060172 | PUMP<>WATER<>BHEL<>200 KHI<>NEW DESIGN / UPGRADED ASSY OF PUMP CARTRIDGE 200 KHI / S
2 | A115090380050035 | PUMP<>WATER<>WEIR<>FK-4-E-36<>PUMP ASSY

## 9
APH Gear Boxes (210 MW) Units
APPROVED VENDORS:
1) BHARAT HEAVY ELECTRICALS LTD. (VID:50226)
2) NEW ALLENBERRY WORKS (VID : 50989)
3) ELECON ENGINEERING LTD. (VID : 50408)
4) REXNORD INDIA PVT. LTD. (VID : 54439)
SN | ITEM CODE | ITEM DESCRIPTION
1 | A043250090010025 | BOILER<>REGENERATIVE APH<>TRISECTOR 27 VITM 72 INCH DOUBLE SEAL<>DRIVE UNIT<>5 APC SPEED REDUCER GEARBOX

## 10
ESP SPARES (500MW)
APPROVED VENDORS:
1) BHARAT HEAVY ELECTRICALS LIMITED (VID:50226)
2) AIR SYSTEMS LIMITED (VID:50060)
3) GE POWER INDIA LIMITED, MUMBAI (VID:50089)
4) KC Cottrell India Pvt. Ltd. (VID: 56725)
SN | ITEM CODE | ITEM DESCRIPTION
1 | A021030120040006 | ESP ELECT<>BHEL<>500MW<>FIELD<>SHAFT INSULATOR CSTPS U#7
2 | A021030120040007 | ESP ELECT<>BHEL<>500MW<>FIELD<>SUPPORT INSULATOR CSTPS U#7
3 | A097150090010002 | GEARBOX<>POWER BUILD<>GEAR MOTOR CRM<>HFS 60-33.1 K-D 80K4<>GEAR WHEEL FIRST FOR HFS PN 19
4 | A097150090010006 | GEARBOX<>POWER BUILD<>GEAR MOTOR CRM<>HFS 60-33.1 K-D 80K4<>PINION FIRST FOR HFS 60 PN 30
5 | A120010010040005 | ASH COLLECT SYS<>ESP<>COLLECT RAP SYS<>BHEL 4FAA-6X45H-2X84-125-2<>HAMMER ASSY
6 | A120010010040009 | ASH COLLECT SYS<>ESP<>COLLECT RAP SYS<>BHEL 4FAA-6X45H-2X84-125-2<>SHOCK BAR GUIDE
7 | A120010010040010 | ASH COLLECT SYS<>ESP<>COLLECT RAP SYS<>BHEL 4FAA-6X45H-2X84-125-2<>COUPLING (GEARBOX SIDE)
8 | A120010010040012 | ASH COLLECT SYS<>ESP<>COLLECT RAP SYS<>BHEL 4FAA-6X45H-2X84-125-2<>MODIFIED SHEAR PIN WITH SPLIT PIN
9 | A120010010040014 | ASH COLLECT SYS<>ESP<>COLLECT RAP SYS<>BHEL 4FAA-6X45H-2X84-125-2<>PLAIN BEARING
10 | A120010010040015 | ASH COLLECT SYS<>ESP<>COLLECT RAP SYS<>BHEL 4FAA-6X45H-2X84-125-2<>SET RING
11 | A120010010040018 | ASH COLLECT SYS<>ESP<>COLLECT RAP SYS<>BHEL 4FAA-6X45H-2X84-125-2<>SHAFT SET
12 | A120010010040027 | ASH COLLECT SYS<>ESP<>COLLECT RAP SYS<>BHEL 4FAA-6X45H-2X84-125-2<>COLLECTING PLATE
13 | A120010010040028 | ASH COLLECT SYS<>ESP<>COLLECT RAP SYS<>BHEL 4FAA-6X45H-2X84-125-2<>EMITTING ELECTRODE
14 | A120010010050004 | ASH COLLECT SYS<>ESP<>COLLECT RAP SYS<>ABB 4FAA-8X45H-135-150 A2<>SHAFT SET
15 | A120010010050005 | ASH COLLECT SYS<>ESP<>COLLECT RAP SYS<>ABB 4FAA-8X45H-135-150 A2<>SHOCK BAR ASSY
16 | A120010010050006 | ASH COLLECTING SYSTEM<>ESP<>COLLECTING RAPPING SYSTEM<>MAKE: ABB 4FAA-8X45H-135-150 A2<>HAMMER ASSEMBLY
17 | A120010010050008 | ASH COLLECTING SYSTEM<>ESP<>COLLECTING RAPPING SYSTEM<>MAKE: ABB 4FAA-8X45H-135-150 A2<>SHOCK BAR GUIDE ANGLE
18 | A120010010050010 | ASH COLLECTING SYSTEM<>ESP<>COLLECTING RAPPING SYSTEM<>MAKE: ABB 4FAA-8X45H-135-150 A2<>CUP WASHER FOR M16 BOLT
19 | A120010010050011 | ASH COLLECT SYS<>ESP<>COLLECT RAP SYS<>ABB 4FAA-8X45H-135-150 A2<>SLEEVE TUBE 50MM ID
20 | A120010010050012 | ASH COLLECTING SYSTEM<>ESP<>COLLECTING RAPPING SYSTEM<>MAKE: ABB 4FAA-8X45H-135-150 A2<>SHOCK PAD (ANVIL)
21 | A120010010050013 | ASH COLLECT SYS<>ESP<>COLLECT RAP SYS<>ABB 4FAA-8X45H-135-150 A2<>SET RING
22 | A120010010050016 | ASH COLLECT SYS<>ESP<>COLLECT RAP SYS<>ABB 4FAA-8X45H-135-150 A2<>CANOPEE VERTICAL SHAFT BEARING
23 | A120010010050017 | ASH COLLECT SYS<>ESP<>COLLECT RAP SYS<>ABB 4FAA-8X45H-135-150 A2<>COLLECTING ELECTRODES
24 | A120010010050018 | ASH COLLECT SYS<>ESP<>COLLECT RAP SYS<>ABB 4FAA-8X45H-135-150 A2<>EMITTING ELECTRODES
25 | A120010010050019 | ASH COLLECT SYS<>ESP<>COLLECT RAP SYS<>ABB 4FAA-8X45H-135-150 A2<>GD SCREEN
26 | A120010010050020 | ASH COLLECT SYS<>ESP<>COLLECT RAP SYS<>ABB 4FAA-8X45H-135-150 A2<>GD SCREEN DEFLECTOR PLATE
27 | A120010010050021 | ASH COLLECT SYS<>ESP<>COLLECT RAP SYS<>ABB 4FAA-8X45H-135-150 A2<>HOPPER GAS SCREEN FRONT
28 | A120010010050022 | ASH COLLECT SYS<>ESP<>COLLECT RAP SYS<>ABB 4FAA-8X45H-135-150 A2<>HOPPER GAS SCREEN REAR
29 | A120010010050023 | ASH COLLECT SYS<>ESP<>COLLECT RAP SYS<>ABB 4FAA-8X45H-135-150 A2<>PIN WHEEL BIG
30 | A120010010050024 | ASH COLLECT SYS<>ESP<>COLLECT RAP SYS<>ABB 4FAA-8X45H-135-150 A2<>PIN WHEEL SMALL
31 | A120010010050026 | ASH COLLECT SYS<>ESP<>COLLECT RAP SYS<>ABB 4FAA-8X45H-135-150 A2<>U- PROFILE
32 | A120010010060003 | ASH COLLECT SYS<>ESP<>COLLECT RAP SYS<>BHEL 2FAA-5X32 13290-2<>CLAMPS FOR ESP RAPPING SYSTEM
33 | A120010010060009 | ASH COLLECT SYS<>ESP<>COLLECT RAP SYS<>BHEL 2FAA-5X32 13290-2<>ESP CLAMPS
34 | A120010010060013 | ASH COLLECT SYS<>ESP<>COLLECT RAP SYS<>BHEL 2FAA-5X32 13290-2<>COLLECTING PLATE WITH SUSPENSION HOOK
35 | A120010010070009 | ASH COLLECT SYS<>ESP<>COLLECT RAP SYS<>BHEL FAA-5X36-2X84125-2<>SHIMS FOR PLAIN BEARING
36 | A120010010090001 | ASH COLLECT SYS<>ESP<>COLLECT RAP SYS<>BHEL FAA-9X45H-2X90150-2<>CRM END SHAFT
37 | A120010010090002 | ASH COLLECTOR SYS<>ESP<>COLLECT RAP SYS<>BHEL FAA-9X45H-2X90150-2<>CRM SHAFT BEARING BLOCKS
38 | A120010010090003 | ASH COLLECT SYS<>ESP<>COLLECT RAP SYS<>BHEL FAA-9X45H-2X90150-2<>CRM SHAFT COUPLING
39 | A120010010090004 | ASH COLLECTOR SYS<>ESP<>COLLECT RAP SYS<>BHEL FAA-9X45H-2X90150-2<>CRM SHAFT KEY
40 | A120010010090005 | ASH COLLECT SYS<>ESP<>COLLECT RAP SYS<>BHEL FAA-9X45H-2X90150-2<>CRM SHAFT 4085 MM
41 | A120010010090006 | ASH COLLECT SYS<>ESP<>COLLECT RAP SYS<>BHEL FAA-9X45H-2X90150-2<>CRM SHAFT 4190 MM
42 | A120010010090007 | ASH COLLECT SYS<>ESP<>COLLECT RAP SYS<>BHEL FAA-9X45H-2X90150-2<>CRM SHAFT SLEEVE
43 | A120010020040006 | ASH COLLECT SYS<>ESP<>COLLECT RAP SYS<>BHEL 4FAA-6X45H-2X84-125-2<>ROLLER
44 | A120010020040008 | ASH COLLECT SYS<>ESP<>EMIT RAP SYS<>BHEL 4FAA-6X45H-2X84-125-2<>PIN WHEEL (BIG)
45 | A120010020040009 | ASH COLLECT SYS<>ESP<>EMIT RAP SYS<>BHEL 4FAA-6X45H-2X84-125-2<>PIN WHEEL (SMALL)
46 | A120010020040014 | ASH COLLECT SYS<>ESP<>EMIT RAP SYS<>BHEL 4FAA-6X45H-2X84-125-2<>THRUST BEARING
47 | A120010020040015 | ASH COLLECT SYS<>ESP<>EMIT RAP SYS<>BHEL 4FAA-6X45H-2X84-125-2<>SLEEVE TUBE (ID 40 MM)
48 | A120010020040016 | ASH COLLECT SYS<>ESP<>EMIT RAP SYS<>BHEL 4FAA-6X45H-2X84-125-2<>BUSH BEARING WITH HOUSING FOR VERTICAL SHAFT
49 | A120010020040017 | ASH COLLECT SYS<>ESP<>EMIT RAP SYS<>BHEL 4FAA-6X45H-2X84-125-2<>BUSH BEARING (2 HALVES) FOR VERTICAL SHAFT
50 | A120010020040022 | ASH COLLECT SYS<>ESP<>EMIT RAP SYS<>BHEL 4FAA-6X45H-2X84-125-2<>ERM SHAFT SET (HORIZONTAL )
51 | A120010020040023 | ASH COLLECT SYS<>ESP<>EMIT RAP SYS<>BHEL 4FAA-6X45H-2X84-125-2<>ERM SHAFT SET (VERTICAL )
52 | A120010020040024 | ASH COLLECT SYS<>ESP<>EMIT RAP SYS<>BHEL 4FAA-6X45H-2X84-125-2<>BEARING COVER FOR VERTICAL SHAFT
53 | A120010020050001 | ASH COLLECT SYS<>ESP<>EMIT RAP SYS<>ABB 4FAA-8X45H-135-150 A2<>SHAFT SET 50MM HORIZONTAL
54 | A120010020050002 | ASH COLLECT SYS<>ESP<>EMIT RAP SYS<>ABB 4FAA-8X45H-135-150 A2<>SHAFT SET VERTICAL
55 | A120010020050003 | ASH COLLECT SYS<>ESP<>EMIT RAP SYS<>ABB 4FAA-8X45H-135-150 A2<>HAMMER ASSY
56 | A120010020050006 | ASH COLLECT SYS<>ESP<>EMIT RAP SYS<>ABB 4FAA-8X45H-135-150 A2<>PLAIN BEARING
57 | A120010020060006 | ASH COLLECT SYS<>ESP<>EMIT RAP SYS<>BHEL 2FAA-5X32-13290-2<>EMITTING ELECTRODES (SPIRAL-SS-904L)
58 | A120010020060007 | ASH COLLECT SYS<>ESP<>EMIT RAP SYS<>BHEL 2FAA-5X32-13290-2<>ERM DRIVE SHAFT BETWEEN COUPLING & MOTOR
59 | A120010020070010 | ASH COLLECT SYS<>ESP<>EMIT RAP SYS<> BHEL FAA-5X36-2X84125-2<> THRUST PAD
60 | A120010020070020 | ASH COLLECT SYS<>ESP<>EMIT RAP SYS<>BHEL FAA-5X36-2X84125-2<>SLEEVE FOR EERM VERTICAL SHAFT
61 | A120010030030001 | ASH COLLECT SYS<>ESP<>ESP INLET<>BHEL 4FAA6X45H2X84125-2<>INLET GAS DISTRIBUTION SCREEN
62 | A120010030040001 | ASH COLLECT SYS<>ESP<>ESP INLET<>ABB 4FAA-8X45H-135-150-A2<>HOPPER GAS SCREEN (RAPPING SIDE)
63 | A120010030040011 | ASH COLLECT SYS<>ESP<>ESP INLET<>ABB 4FAA-8X45H-135-150-A2<>INLET GD GUIDE VANE P NO-125
64 | A120010030100006 | ASH COLLECT SYS<>ESP<>ESP INLET<>BHEL FAA-5X36-2X84125-2<>STAND FOR DEFLECTOR PLATE OF INLET GD SHEET
65 | A120010060030002 | ASH COLLECT SYS<>ESP<>FIELD<>BHEL 4FAA 6 X4 5H-2X84-125-2<>SHOCK BAR ASSY
66 | A120010060030004 | ASH COLLECT SYS<>ESP<>FIELD<>BHEL 4FAA 6 X4 5H-2X84-125-2<>CUP WASHER FOR M-12 BOLT
67 | A120010060030005 | ASH COLLECT SYS<>ESP<>FIELD<>BHEL 4FAA 6 X4 5H-2X84-125-2<>CUP WASHER FOR M-16 BOLT
68 | A120010060030008 | ASH COLLECT SYS<>ESP<>FIELD<>BHEL 4FAA 6 X4 5H-2X84-125-2<>SHOCK BAR GUIDE ANGLE
69 | A120010060070001 | ASH COLLECT SYS<>ESP<>FIELD<>BHEL FAA-9X45H-2X90150-2<>COMPLETE SET OF FIELD INTERNALS
70 | A120010060070002 | ASH COLLECT SYS<>ESP<>FIELD<>BHEL FAA-9X45H-2X90150-2<>COMPLETE SET OF ESP HOPPER WITH STRUCTURE
71 | A120010060070003 | ASH COLLECT SYS<>ESP<>FIELD<>BHEL FAA-9X45H-2X90150-2<>GAS SCREENING
72 | A120010060070004 | ASH COLLECT SYS<>ESP<>FIELD<>BHEL FAA-9X45H-2X90150-2<>EMITTING SYSTEM SUSPENSION
73 | A120010060070005 | ASH COLLECT SYS<>ESP<>FIELD<>BHEL FAA-9X45H-2X90150-2<>SUPPORT INSULATOR
74 | A120010060070006 | ASH COLLECT SYS<>ESP<>FIELD<>BHEL FAA-9X45H-2X90150-2<>DRIVE ARRANGEMENT FOR EMITTING SYSTEM
75 | A120010060070007 | ASH COLLECT SYS<>ESP<>FIELD<>BHEL FAA-9X45H-2X90150-2<>FRAME OF EMITTTING SYSTEM TOP
76 | A120010060070008 | ASH COLLECT SYS<>ESP<>FIELD<>BHEL FAA-9X45H-2X90150-2<>FRAME OF EMITTTING SYSTEM BOTTOM
77 | A120010060070009 | ASH COLLECT SYS<>ESP<>FIELD<>BHEL FAA-9X45H-2X90150-2<>DRIVE ARRANGEMENT FOR COLLECT RAPPING
78 | A120010060070010 | ASH COLLECT SYS<>ESP<>FIELD<>BHEL FAA-9X45H-2X90150-2<>SHAFT & BUSHING INSULATOR
79 | A120010060070011 | ASH COLLECT SYS<>ESP<>FIELD<>BHEL FAA-9X45H-2X90150-2<>FRAME OF EMITTTING SYSTEM MIDDLE
80 | A120010060070013 | ASH COLLECT SYS<>ESP<>FIELD<>BHEL FAA-9X45H-2X90150-2<>ATTACHMENT OF FIELDS
81 | A120010060070014 | ASH COLLECT SYS<>ESP<>FIELD<>BHEL FAA-9X45H-2X90150-2<>BUSH BEARING WITH CAGE FOR EMITTING
82 | A120010060070015 | ASH COLLECT SYS<>ESP<>FIELD<>BHEL FAA-9X45H-2X90150-2<>C I BEARING FOR COLLECTING RAPPING
83 | A120010060070016 | ASH COLLECT SYS<>ESP<>FIELD<>BHEL FAA-9X45H-2X90150-2<>C I BEARING FOR EMITTING RAPPING
84 | A120010060070017 | ASH COLLECT SYS<>ESP<>FIELD<>BHEL FAA-9X45H-2X90150-2<>COLLECTING ELECTRODES
85 | A120010060070018 | ASH COLLECT SYS<>ESP<>FIELD<>BHEL FAA-9X45H-2X90150-2<>COLLECTING SUS. FRAME WITH ATTACHMENT
86 | A120010060070019 | ASH COLLECT SYS<>ESP<>FIELD<>BHEL FAA-9X45H-2X90150-2<>EMITTING ELECTRODE SPIRAL TYPE
87 | A120010060070020 | ASH COLLECT SYS<>ESP<>FIELD<>BHEL FAA-9X45H-2X90150-2<>GRIP COUPLING SET FOR EMITTING DRIVE SET
88 | A120010060070021 | ASH COLLECT SYS<>ESP<>FIELD<>BHEL FAA-9X45H-2X90150-2<>GUIDE PLATE FOR COLLECTING ELECTRODE
89 | A120010060070022 | ASH COLLECT SYS<>ESP<>FIELD<>BHEL FAA-9X45H-2X90150-2<>HAMMER ASSLY FOR COLLECTING RAPPING
90 | A120010060070023 | ASH COLLECT SYS<>ESP<>FIELD<>BHEL FAA-9X45H-2X90150-2<>HAMMER ASSLY FOR EMITTING RAPPING
91 | A120010060070024 | ASH COLLECT SYS<>ESP<>FIELD<>BHEL FAA-9X45H-2X90150-2<>OUTLET GD SCREEN
92 | A120010060070025 | ASH COLLECT SYS<>ESP<>FIELD<>BHEL FAA-9X45H-2X90150-2<>PIN WHEEL BIG
93 | A120010060070026 | ASH COLLECT SYS<>ESP<>FIELD<>BHEL FAA-9X45H-2X90150-2<>PIN WHEEL SMALL
94 | A120010060070027 | ASH COLLECT SYS<>ESP<>FIELD<>BHEL FAA-9X45H-2X90150-2<>SCREEN TUBE FOR SUPPORT INSULATOR
95 | A120010060070028 | ASH COLLECT SYS<>ESP<>FIELD<>BHEL FAA-9X45H-2X90150-2<>SCREEN TUBE FOR VERTICAL EMITTING SHAFT
96 | A120010060070029 | ASH COLLECT SYS<>ESP<>FIELD<>BHEL FAA-9X45H-2X90150-2<>SET RING FOR RAPPING SHAFT
97 | A120010060070030 | ASH COLLECT SYS<>ESP<>FIELD<>BHEL FAA-9X45H-2X90150-2<>SHAFT SET FOR GD RAPPING
98 | A120010060070031 | ASH COLLECT SYS<>ESP<>FIELD<>BHEL FAA-9X45H-2X90150-2<>SHOCK ANVIL
99 | A120010060070032 | ASH COLLECT SYS<>ESP<>FIELD<>BHEL FAA-9X45H-2X90150-2<>SHOCK BAR WITH ANVIL
100 | A120010060070033 | ASH COLLECT SYS<>ESP<>FIELD<>BHEL FAA-9X45H-2X90150-2<>STOP LUG FOR CI BRG. FOR COLLECTING
101 | A120010060070034 | ASH COLLECT SYS<>ESP<>FIELD<>BHEL FAA-9X45H-2X90150-2<>STRETHING TOOL
102 | A120010060070035 | ASH COLLECT SYS<>ESP<>FIELD<>BHEL FAA-9X45H-2X90150-2<>THRUST PAD FOR BOTTOM BEARING
103 | A120010060070036 | ASH COLLECT SYS<>ESP<>FIELD<>BHEL FAA-9X45H-2X90150-2<>TOP SHOCK BAR GUIDE RAPPING SIDE
104 | A120010060070037 | ASH COLLECT SYS<>ESP<>FIELD<>BHEL FAA-9X45H-2X90150-2<>VERTICAL RAPPING SHAFT FOR EMITTING
105 | A120010060070038 | ASH COLLECT SYS<>ESP<>FIELD<>BHEL FAA-9X45H-2X90150-2<>SHAFT SET FOR COLLECTING RAPPING
106 | A120010060070039 | ASH COLLECT SYS<>ESP<>FIELD<>BHEL FAA-9X45H-2X90150-2<>SHAFT SET FOR EMITTING RAPPING
107 | A120010060070040 | ASH COLLECT SYS<>ESP<>FIELD<>BHEL FAA-9X45H-2X90150-2<>PLAIN BEARING FOR RAPPING SYSTEM
108 | A120010060070041 | ASH COLLECT SYS<>ESP<>FIELD<>BHEL FAA-9X45H-2X90150-2<>CI BUSH FOR EMITTING SYSTEM
109 | A120010060070042 | ASH COLLECT SYS<>ESP<>FIELD<>BHEL FAA-9X45H-2X90150-2<>SHIM PLATE FOR CLLECTING ELECTRODE
110 | A120010060070043 | ASH COLLECT SYS<>ESP<>FIELD<>BHEL FAA-9X45H-2X90150-2<>SHAFT SET FOR COLLECTING RAPPING(31 HOLE)

## 11
BBD COAL MILL
APPROVED VENDORS:
1) CMD (VID:20067)
2) NEW ALLENBERRY WORKS (VID : 50989)
3) ELECON ENGINEERING LTD. (VID : 50408)
4) SIEMENS LTD. (VID : 52913)
SN | ITEM CODE | ITEM DESCRIPTION
1 | A043070030020015 | BOILER<>COAL MILL<>BBD 4772<>DRIVE & GB<>MAIN REDUCER ASSY

## 12
SPECIAL PURPOSE WELDING ELECTRODES
APPROVED VENDORS
1) DIFFUSION ENGINEERS LTD (VID : 50363)
2) EWAC ALLOYS LIMITED (VID : 52778)
3) ADOR FONTECH (VID : 50050)
4) DNH SECHERON ELECTRODES PVT LTD (VID : 50376)
5) ESAB INDIA LIMITED (VID : 51793)
6) BOBSHELL ELECTRODES LTD (VID : 56975) (Sr. No. 1-150)
7) VOESTALPINE BOHLER WELDING INDIA PVT. LTD (VID : 58665)
SN | ITEM CODE | ITEM DESCRIPTION
1 | A070040010030002 | WELD, SOLDER MAT<>MACHINE ELECTRODE<>NI ALLOYS (25 CR / 25 NISS)<>DIFUSALLOY 910<>3.15 MM
2 | A070040020110001 | WELD, SOLDER MAT<>MACHINE ELECTRODE<>ALLOY STEEL<>LOTHERM 467<>2.50 MM
3 | A070040020110002 | WELD, SOLDER MAT<>MACHINE ELECTRODE<>ALLOY STEEL<>LOTHERM 467<>3.15 MM
4 | A070040020110003 | WELD, SOLDER MAT<>MACHINE ELECTRODE<>ALLOY STEEL<>LOTHERM 467<>4 MM
5 | A070040020120003 | WELD, SOLDER MAT<>MACHINE ELECTRODE<>ALLOY STEEL<>EUTECTRODE 670<>4 MM
6 | A070040040020001 | WELD, SOLDER MAT<>MACHINE ELECTRODE<>CI<>CASTOMAC 250<>3.15 MM
7 | A070040040070003 | WELD, SOLDER MAT<>MACHINE ELECTRODE<>CI<>LOTHERM 705 (D&H SECH)<>4 MM
8 | A070040040110002 | WELD, SOLDER MAT<>MACHINE ELECTRODE<>CI<>XYRON 2240 L&T)<>3.15 MM
9 | A070040040260002 | WELD, SOLDER MAT<>MACHINE ELECTRODE<>CI<>GRELOY 850<>3.15 MM
10 | A070040040270001 | WELD, SOLDER MAT<>MACHINE ELECTRODE<>CI<>CINOD 160<>2.5 MM
11 | A070040040270002 | WELD, SOLDER MAT<>MACHINE ELECTRODE<>CI<>CINOD 160<>3.15 MM
12 | A070040040270003 | WELD, SOLDER MAT<>MACHINE ELECTRODE<>CI<>CINOD 160<>4 MM
13 | A070040040280001 | WELD, SOLDER MAT<>MACHINE ELECTRODE<>CI<>LOTHERM 705<>2.5 MM
14 | A070040040280003 | WELD, SOLDER MAT<>MACHINE ELECTRODE<>CI<>LOTHERM 705<>4 MM
15 | A070040040400001 | WELD, SOLDER MAT<>MACHINE ELECTRODE<>CI<>OKS 92.60<>3.15 MM
16 | A070040040400002 | WELD, SOLDER MAT<>MACHINE ELECTRODE<>CI<>OKS 92.60<>4 MM
17 | A070040040460001 | WELD, SOLDER MAT<>MACHINE ELECTRODE<>CI<>ESAB 802 <>4.00 MM
18 | A070040050030003 | WELD, SOLDER MAT<>MACHINE ELECTRODE<>CUTTING<>CUTRODE (L&T)<>4 MM
19 | A070040050040002 | WELD, SOLDER MAT<>MACHINE ELECTRODE<>CUTTING<>LOTHERM 801<>3.15 MM
20 | A070040050040003 | WELD, SOLDER MAT<>MACHINE ELECTRODE<>CUTTING<>LOTHERM 801<>4 MM
21 | A070040050040004 | WELD, SOLDER MAT<>MACHINE ELECTRODE<>CUTTING<>LOTHERM 801<>2.5 MM
22 | A070040060030002 | WELD, SOLDER MAT<>MACHINE ELECTRODE<>GRAY CI<>LH 119<>3.15 MM
23 | A070040060030003 | WELD, SOLDER MAT<>MACHINE ELECTRODE<>GRAY CI<>LH 119<>4 MM
24 | A070040060050001 | WELD, SOLDER MAT<>MACHINE ELECTRODE<>GRAY CI<>LOTHERM 703<>3.15 MM
25 | A070040060050002 | WELD, SOLDER MAT<>MACHINE ELECTRODE<>GRAY CI<>LOTHERM 703<>4 MM
26 | A070040070010003 | WELD, SOLDER MAT<>MACHINE ELECTRODE<>HARD FACING (TERACOTE)<>EUTECTRODE 680<>4 MM
27 | A070040070050001 | WELD, SOLDER MAT<>MACHINE ELECTRODE<>HARD FACING (TERACOTE)<>EUTECTRODE 670<>3.15 MM
28 | A070040070180003 | WELD, SOLDER MAT<>MACHINE ELECTRODE<>HARD FACING (TERACOTE)<>ABROLOY 300<>4 MM
29 | A070040070190001 | WELD, SOLDER MAT<>MACHINE ELECTRODE<>HARD FACING (TERACOTE)<>ABROCAR 84<>2.5 MM
30 | A070040070190002 | WELD, SOLDER MAT<>MACHINE ELECTRODE<>HARD FACING (TERACOTE)<>ABROCAR 84<>3.15 MM
31 | A070040070190003 | WELD, SOLDER MAT<>MACHINE ELECTRODE<>HARD FACING (TERACOTE)<>ABROCAR 84<>4 MM
32 | A070040070200002 | WELD, SOLDER MAT<>MACHINE ELECTRODE<>HARD FACING (TERACOTE)<>EUTECDUR 9080<>3.2 MM
33 | A070040070200003 | WELD, SOLDER MAT<>MACHINE ELECTRODE<>HARD FACING (TERACOTE)<>EUTECDUR 9080<>4 MM
34 | A070040070230001 | WELD, SOLDER MAT<>MACHINE ELECTRODE<>HARD FACING (TERACOTE)<>DELTA THERM HF-3<>4 MM
35 | A070040070240001 | WELD, SOLDER MAT<>MACHINE ELECTRODE<>HARD FACING (TERACOTE)<>DELTA THERM HF-6<>4 MM
36 | A070040090040002 | WELD, SOLDER MAT<>MACHINE ELECTRODE<>SPRING STEEL<>ETECTRODE 680 (L&T)<>3.15 MM
37 | A070040090080001 | WELD, SOLDER MAT<>MACHINE ELECTRODE<>SPRING STEEL<>XUPER 680 CGS (L & T)<>2.5 MM
38 | A070040090080003 | WELD, SOLDER MAT<>MACHINE ELECTRODE<>SPRING STEEL<>XUPER 680 CGS (L & T)<>4 MM
39 | A070040090100001 | WELD, SOLDER MAT<>MACHINE ELECTRODE<>SPRING STEEL<>UNILOY 624<>2.5 MM
40 | A070040090100002 | WELD, SOLDER MAT<>MACHINE ELECTRODE<>SPRING STEEL<>UNILOY 624<>3.15 MM
41 | A070040090100003 | WELD, SOLDER MAT<>MACHINE ELECTRODE<>SPRING STEEL<>UNILOY 624<>4 MM
42 | A070040090110001 | WELD, SOLDER MAT<>MACHINE ELECTRODE<>SPRING STEEL<>LOTHERM 468<>2.5 MM
43 | A070040090110002 | WELD, SOLDER MAT<>MACHINE ELECTRODE<>SPRING STEEL<>LOTHERM 468<>3.15 MM
44 | A070040090110003 | WELD, SOLDER MAT<>MACHINE ELECTRODE<>SPRING STEEL<>LOTHERM 468<>4 MM
45 | A070040090120002 | WELD, SOLDER MAT<>MACHINE ELECTRODE<>SPRING STEEL<>EUTECTRODE 680<>3.15 MM
46 | A070040090120003 | WELD, SOLDER MAT<>MACHINE ELECTRODE<>SPRING STEEL<>EUTECTRODE 680<>4 MM
47 | A070040090130001 | WELD, SOLDER MAT<>MACHINE ELECTRODE<>SPRING STEEL<>DELTA THERM AS-7<>2.5 MM
48 | A070040090130002 | WELD, SOLDER MAT<>MACHINE ELECTRODE<>SPRING STEEL<>DELTA THERM AS-7<>3.15 MM
49 | A070040090130003 | WELD, SOLDER MAT<>MACHINE ELECTRODE<>SPRING STEEL<>DELTA THERM AS-7<>4 MM
50 | A070040100020001 | WELD, SOLDER MAT<>MACHINE ELECTRODE<>SS<>VALMET 310<>3.15 MM
51 | A070040100090001 | WELD, SOLDER MAT<>MACHINE ELECTRODE<>SS<>VALMET 316 L<>3.15 MM
52 | A070040100100001 | WELD, SOLDER MAT<>MACHINE ELECTRODE<>SS<>VALMET 577<>3.15 MM
53 | A070040100120003 | WELD, SOLDER MAT<>MACHINE ELECTRODE<>SS<>EUTEC STAIN TRODE D<>4 MM
54 | A070040110060001 | WELD, SOLDER MAT<>MACHINE ELECTRODE<>STEEL<>DIFFUSALOY 618 X<>3.2 MM
55 | A070040110080003 | WELD, SOLDER MAT<>MACHINE ELECTRODE<>STEEL<>LH 109<>4 MM
56 | A070040140010001 | WELD, SOLDER MAT<>MACHINE ELECTRODE<>DISSIMILAR HIGH TEMP<>CHAMFERTIC<>4 MM
57 | A070040160010001 | WELD, SOLDER MAT<>MACHINE ELECTRODE<>NODULAR CI<>XUPER 2240<>2.5 MM
58 | A070060010010001 | WELD, SOLDER MAT<>SP ELECTRODE<>L & T<>EUTECTRODE 670<>2.5 MM
59 | A070060010010002 | WELD, SOLDER MAT<>SP ELECTRODE<>L & T<>EUTECTRODE 670<>3.15 MM
60 | A070060010020001 | WELD, SOLDER MAT<>SP ELECTRODE<>L & T<>EUTECTRODE 680<>2.5 MM
61 | A070060010020002 | WELD, SOLDER MAT<>SP ELECTRODE<>L & T<>EUTECTRODE 680<>3.15 MM
62 | A070060010030010 | WELD, SOLDER MAT<>SP ELECTRODE<>L & T<>L & T<>ELECTRODE 700 4X 350 MM
63 | A070060010030021 | WELD, SOLDER MAT<>SP ELECTRODE<>L & T<>L & T<>XUPER-9080 2.5 X 350 MM
64 | A070060010030022 | WELD, SOLDER MAT<>SP ELECTRODE<>L & T<>L & T<>XHD-646 4MM
65 | A070060010030023 | WELD, SOLDER MAT<>SP ELECTRODE<>L & T<>L & T<>XUPER-2240 3.15 MM
66 | A070060010030024 | WELD, SOLDER MAT<>SP ELECTRODE<>L & T<>L & T<>XUPER 680 CGS 3.15 MM
67 | A070060010030025 | WELD, SOLDER MAT<>SP ELECTRODE<>L & T<>L & T<>XUPER-2240 4 MM
68 | A070060010030026 | WELD, SOLDER MAT<>SP ELECTRODE<>L & T<>L & T<>XUPER-9060 2.5 X 350 MM
69 | A070060010040001 | WELD, SOLDER MAT<>SP ELECTRODE<>L & T<>EUTECTRODE 27<>3.2 MM
70 | A070060010060001 | WELD, SOLDER MAT<>SP ELECTRODE<>L & T<>STANROD ( D)<>2.5 X 350 MM
71 | A070060010070001 | WELD, SOLDER MAT<>SP ELECTRODE<>L & T<>XUPER-22-33 N<>3.2 MM
72 | A070060010070002 | WELD, SOLDER MAT<>SP ELECTRODE<>L & T<>XUPER-22-33 N<>2.5 MM
73 | A070060010080001 | WELD, SOLDER MAT<>SP ELECTRODE<>L & T<>XUPER-2222<>3.15 MM
74 | A070060010080002 | WELD, SOLDER MAT<>SP ELECTRODE<>L & T<>XUPER-2222<>2.5 MM
75 | A070060020020001 | WELD, SOLDER MAT<>SP ELECTRODE<>ADOR FONTECH<>LH 106<>3.2 MM
76 | A070060020020002 | WELD, SOLDER MAT<>SP ELECTRODE<>ADOR FONTECH<>LH 106<>4 MM
77 | A070060020020003 | WELD, SOLDER MAT<>SP ELECTRODE<>ADOR FONTECH<>LH 106<>2.5 MM
78 | A070060020030001 | WELD, SOLDER MAT<>SP ELECTRODE<>ADOR FONTECH<>LH 119<>3.2 MM
79 | A070060020030002 | WELD, SOLDER MAT<>SP ELECTRODE<>ADOR FONTECH<>LH 119<>4 MM
80 | A070060020090001 | WELD, SOLDER MAT<>SP ELECTRODE<>ADOR FONTECH<>CUTTING RODS (E-901)<>3.2 X 350 MM LONG
81 | A070060020090002 | WELD, SOLDER MAT<>SP ELECTRODE<>ADOR FONTECH<>CUTTING RODS (E-901)<>4 X 450 MM LONG
82 | A070060020090003 | WELD, SOLDER MAT<>SP ELECTRODE<>ADOR FONTECH<>CUTTING RODS (E-901)<>5 X 450 MM LONG
83 | A070060020100001 | WELD, SOLDER MAT<>SP ELECTRODE<>ADOR FONTECH<>LH 128<>4 X 350 MM LONG
84 | A070060020100002 | WELD, SOLDER MAT<>SP ELECTRODE<>ADOR FONTECH<>LH 128<>3.2 X 350 MM LONG
85 | A070060020120001 | WELD, SOLDER MAT<>SP ELECTRODE<>ADOR FONTECH<>MAGNA 303 AC-DC<>3.15 MM
86 | A070060020130001 | WELD, SOLDER MAT<>SP ELECTRODE<>ADOR FONTECH<>MAGNA 770 AC-DC<>3.15 MM
87 | A070060020150001 | WELD, SOLDER MAT<>SP ELECTRODE<>ADOR FONTECH<>LH 78<>3.15 MM
88 | A070060020150002 | WELD, SOLDER MAT<>SP ELECTRODE<>ADOR FONTECH<>LH 78<>4 MM
89 | A070060020210001 | WELD, SOLDER MAT<>SP ELECTRODE<>ADOR FONTECH<>E-100<>2.5 MM
90 | A070060020210002 | WELD, SOLDER MAT<>SP ELECTRODE<>ADOR FONTECH<>E-100<>3.15 MM
91 | A070060020210003 | WELD, SOLDER MAT<>SP ELECTRODE<>ADOR FONTECH<>E-100<>4 MM
92 | A070060020220001 | WELD, SOLDER MAT<>SP ELECTRODE<>ADOR FONTECH<>E-106<>2.5 MM
93 | A070060020220002 | WELD, SOLDER MAT<>SP ELECTRODE<>ADOR FONTECH<>E-106<>3.15 MM
94 | A070060020220003 | WELD, SOLDER MAT<>SP ELECTRODE<>ADOR FONTECH<>E-106<>4 MM
95 | A070060020230001 | WELD, SOLDER MAT<>SP ELECTRODE<>ADOR FONTECH<>E-106 SMP<>2.5 MM
96 | A070060020230002 | WELD, SOLDER MAT<>SP ELECTRODE<>ADOR FONTECH<>E-106 SMP<>3.15 MM
97 | A070060020230003 | WELD, SOLDER MAT<>SP ELECTRODE<>ADOR FONTECH<>E-106 SMP<>4 MM
98 | A070060020240001 | WELD, SOLDER MAT<>SP ELECTRODE<>ADOR FONTECH<>E-115<>2.5 MM
99 | A070060020240002 | WELD, SOLDER MAT<>SP ELECTRODE<>ADOR FONTECH<>E-115<>3.15 MM
100 | A070060020240003 | WELD, SOLDER MAT<>SP ELECTRODE<>ADOR FONTECH<>E-115<>4 MM
101 | A070060020250001 | WELD, SOLDER MAT<>SP ELECTRODE<>ADOR FONTECH<>E-124<>2.5 MM
102 | A070060020250002 | WELD, SOLDER MAT<>SP ELECTRODE<>ADOR FONTECH<>E-124<>3.15 MM
103 | A070060020250003 | WELD, SOLDER MAT<>SP ELECTRODE<>ADOR FONTECH<>E-124<>4 MM
104 | A070060020260001 | WELD, SOLDER MAT<>SP ELECTRODE<>ADOR FONTECH<>E-126<>2.5 MM
105 | A070060020260002 | WELD, SOLDER MAT<>SP ELECTRODE<>ADOR FONTECH<>E-126<>3.15 MM
106 | A070060020260003 | WELD, SOLDER MAT<>SP ELECTRODE<>ADOR FONTECH<>E-126<>4 MM
107 | A070060020270001 | WELD, SOLDER MAT<>SP ELECTRODE<>ADOR FONTECH<>E-743S<>2.5 MM
108 | A070060020270002 | WELD, SOLDER MAT<>SP ELECTRODE<>ADOR FONTECH<>E-743S<>3.15 MM
109 | A070060020270003 | WELD, SOLDER MAT<>SP ELECTRODE<>ADOR FONTECH<>E-743S<>4 MM
110 | A070060020280001 | WELD, SOLDER MAT<>SP ELECTRODE<>ADOR FONTECH<>E-745S<>2.5 MM
111 | A070060020280002 | WELD, SOLDER MAT<>SP ELECTRODE<>ADOR FONTECH<>E-745S<>3.15 MM
112 | A070060020280003 | WELD, SOLDER MAT<>SP ELECTRODE<>ADOR FONTECH<>E-745S<>4 MM
113 | A070060020290001 | WELD, SOLDER MAT<>SP ELECTRODE<>ADOR FONTECH<>E-901<>2.5 MM
114 | A070060020290002 | WELD, SOLDER MAT<>SP ELECTRODE<>ADOR FONTECH<>E-901<>3.15 MM
115 | A070060020290003 | WELD, SOLDER MAT<>SP ELECTRODE<>ADOR FONTECH<>E-901<>4 MM
116 | A070060060010001 | WELD, SOLDER MAT<>SP ELECTRODE<>HARD FACING<>TERRA-PS91<>3.15 MM
117 | A070060060020001 | WELD, SOLDER MAT<>SP ELECTRODE<>HARD FACING<>TERRA HAB-90<>3.15 MM
118 | A070060060020002 | WELD, SOLDER MAT<>SP ELECTRODE<>HARD FACING<>TERRA HAB-90<>4 MM
119 | A070060060030001 | WELD, SOLDER MAT<>SP ELECTRODE<>HARD FACING<>DIFFUSALOY-68<>4 MM
120 | A070060070010001 | WELD, SOLDER MAT<>SP ELECTRODE<>CASTO SUPPER<>0077<>2.5 MM
121 | A070060070010002 | WELD, SOLDER MAT<>SP ELECTRODE<>CASTO SUPPER<>0077<>3.15 MM
122 | A070060120010001 | WELD, SOLDER MAT<>SP ELECTRODE<>HAND-O-MATIC<>L & T<>2.5 MM
123 | A070060120010002 | WELD, SOLDER MAT<>SP ELECTRODE<>HAND-O-MATIC<>L & T<>3.15 MM
124 | A070060120010003 | WELD, SOLDER MAT<>SP ELECTRODE<>HAND-O-MATIC<>L & T<>4 MM
125 | A070060130010001 | WELD, SOLDER MAT<>SP ELECTRODE<>HARD FACED, EUTECTDUR, N 9060<>L & T<>3.15 MM
126 | A070060130010002 | WELD, SOLDER MAT<>SP ELECTRODE<>HARD FACED, EUTECTDUR, N 9060<>L & T<>4 MM
127 | A070060130020001 | WELD, SOLDER MAT<>SP ELECTRODE<>HARD FACED, EUTECTDUR, N 9060<>WELDALL HF35<>3.15 X 450 MM
128 | A070060130020002 | WELD, SOLDER MAT<>SP ELECTRODE<>HARD FACED, EUTECTDUR, N 9060<>WELDALL HF35<>4 X 450 MM
129 | A070060130020003 | WELD, SOLDER MAT<>SP ELECTRODE<>HARD FACED, EUTECTDUR, N 9060<>WELDALL HF35<>5 X 450 MM
130 | A070060140010001 | WELD, SOLDER MAT<>SP ELECTRODE<>HIDH DUCTILE CPE MO21<>L & T<>2.5 MM SUTABLE FOR 15 MO 3
131 | A070060140010002 | WELD, SOLDER MAT<>SP ELECTRODE<>HIDH DUCTILE CPE MO21<>L & T<>3.15 MM SUTABLE FOR 15 MO 3
132 | A070060140010003 | WELD, SOLDER MAT<>SP ELECTRODE<>HIDH DUCTILE CPE MO21<>L & T<>4 MM SUTABLE FOR 15 MO 3
133 | A070060200020001 | WELD, SOLDER MAT<>SP ELECTRODE<>DELTA THERM<>HF-601<>3.15 MM
134 | A070060200020002 | WELD, SOLDER MAT<>SP ELECTRODE<>DELTA THERM<>HF-601<>4 MM
135 | A070060200050001 | WELD, SOLDER MAT<>SP ELECTRODE<>DELTA THERM<>AS-7<>3.15 MM
136 | A070060200050002 | WELD, SOLDER MAT<>SP ELECTRODE<>DELTA THERM<>AS-7<>4 MM
137 | A070060200060001 | WELD, SOLDER MAT<>SP ELECTRODE<>DELTA THERM<>CG-2<>3.15 MM
138 | A070060200060002 | WELD, SOLDER MAT<>SP ELECTRODE<>DELTA THERM<>CG-2<>4 MM
139 | A070060200070001 | WELD, SOLDER MAT<>SP ELECTRODE<>DELTA THERM<>CI-4<>3.15 MM
140 | A070060200070002 | WELD, SOLDER MAT<>SP ELECTRODE<>DELTA THERM<>CI-4<>4 MM
141 | A070060200080001 | WELD, SOLDER MAT<>SP ELECTRODE<>DELTA THERM<>HF-6<>4 MM
142 | A070060200080002 | WELD, SOLDER MAT<>SP ELECTRODE<>DELTA THERM<>HF-6<>5 MM
143 | A070060220010001 | WELD, SOLDER MAT<>SP ELECTRODE<>WEARRESIST<>XL-HTP<>4 MM
144 | A070060220020001 | WELD, SOLDER MAT<>SP ELECTRODE<>WEARRESIST<>XL-W62<>4 MM
145 | A070060220030001 | WELD, SOLDER MAT<>SP ELECTRODE<>WEARRESIST<>XL-CC61<>4 MM
146 | A070060240010001 | WELD, SOLDER MAT<>SP ELECTRODE<>STANVAC<>SUPER GOLD 060 NH<>3.15 X 350 MM LONG
147 | A070060240030001 | WELD, SOLDER MAT<>SP ELECTRODE<>STANVAC<>SUPER GOLD 700 GSM<>3.15 X 350 MM LONG
148 | A070090010010001 | WELD, SOLDER MAT<>CUTTING ELECTRODE<>CUT TRODE<>L & T<>3.2 MM
149 | A070090010010002 | WELD, SOLDER MAT<>CUTTING ELECTRODE<>CUT TRODE<>L & T<>4 MM
150 | A070130010010001 | WELD, SOLDER MAT<>NON MACHINABLE ELECTRODE<>CI<>E-117<>3.15 MM
151 | A070020010020004 | WELD, SOLDER MAT<>BRAZING ROD<>SILVER<>EUTECROD-1801 (L & T)<>1.6 MM
152 | A070020010030001 | WELDING, SOLDERING & BRAZING MATERIAL<>BRAZING ROD<>SILVER<>RUPATAM-14 ESAB INDIA MAKE<>SIZE: 3.15 MM, 500 MM LENGTH
153 | A070030010130001 | WELD, SOLDER MAT<>GEN ELECTRODE<>AS PER IS<>MS GAS WELDING ROD<>2.5 MM
154 | A070040080020001 | WELD, SOLDER MAT<>MACHINE ELECTRODE<>MS<>SUPERTHERM SPL<>2.5 MM
155 | A070040080020002 | WELD, SOLDER MAT<>MACHINE ELECTRODE<>MS<>SUPERTHERM SPL<>3.15 MM
156 | A070040080030001 | WELD, SOLDER MAT<>MACHINE ELECTRODE<>MS<>CHROMOTHERM II<>2.5 MM
157 | A070040080030002 | WELD, SOLDER MAT<>MACHINE ELECTRODE<>MS<>CHROMOTHERM II<>3.15 MM
158 | A070040080040001 | WELD, SOLDER MAT<>MACHINE ELECTRODE<>MS<>CHROMOTHERM I<>2.5 MM
159 | A070040080040002 | WELD, SOLDER MAT<>MACHINE ELECTRODE<>MS<>CHROMOTHERM I<>3.15 MM
160 | A070040080050001 | WELD, SOLDER MAT<>MACHINE ELECTRODE<>MS<>MEDIO<>2.5 MM
161 | A070040080050002 | WELD, SOLDER MAT<>MACHINE ELECTRODE<>MS<>MEDIO<>3.15 MM
162 | A070040080050003 | WELD, SOLDER MAT<>MACHINE ELECTRODE<>MS<>MEDIO<>4 MM
163 | A070040090220001 | WELD, SOLDER MAT<>MACHINE ELECTRODE<>SPRING STEEL<>E 106<>1.6 MM
164 | A070040100040001 | WELD, SOLDER MAT<>MACHINE ELECTRODE<>SS<>RUTOX A (D & H SCHE)<>2.5 MM
165 | A070040100040003 | WELD, SOLDER MAT<>MACHINE ELECTRODE<>SS<>RUTOX A (D & H SCHE)<>4 MM
166 | A070040100210001 | WELD, SOLDER MAT<>MACHINE ELECTRODE<>SS<>RUTOX A (STABILIZED)<>2.5 MM
167 | A070040100210002 | WELD, SOLDER MAT<>MACHINE ELECTRODE<>SS<>RUTOX A (STABILIZED)<>3.15 MM
168 | A070040150010001 | WELD, SOLDER MAT<>MACHINE ELECTRODE<>CU<>EUTECROD 1805<>1.6 MM
169 | A070040150010002 | WELD, SOLDER MAT<>MACHINE ELECTRODE<>CU<>EUTECROD 1805<>3.2 MM
170 | A070040150020001 | WELD, SOLDER MAT<>MACHINE ELECTRODE<>CU<>EUTECROD 1801<>1.6 MM
171 | A070050040010002 | WELD, SOLDER MAT<>FLUX<>SILVER<>SILVER<>L & T 1801
172 | A070050040030001 | WELD, SOLDER MAT<>FLUX<>SILVER<>DIFFUSE ALLOY 262<>250 GM TIN
173 | A070060010030027 | WELD, SOLDER MAT<>SP ELECTRODE<>L & T<>L & T<>XUPER-185XFC 3.2 X 350 MM
174 | A070060010050001 | WELD, SOLDER MAT<>SP ELECTRODE<>L & T<>EUTECTRODE 1801 SHIM<>25 MM X 0.075 MM
175 | A070060020040001 | WELD, SOLDER MAT<>SP ELECTRODE<>ADOR FONTECH<>LH 214 AC / DC<>3.2 MM
176 | A070060020040002 | WELD, SOLDER MAT<>SP ELECTRODE<>ADOR FONTECH<>LH 214 AC / DC<>4 MM
177 | A070060020050001 | WELD, SOLDER MAT<>SP ELECTRODE<>ADOR FONTECH<>LH 7141<>3.2 MM
178 | A070060020050002 | WELD, SOLDER MAT<>SP ELECTRODE<>ADOR FONTECH<>LH 7141<>4 MM
179 | A070060020060001 | WELD, SOLDER MAT<>SP ELECTRODE<>ADOR FONTECH<>LH 7191<>3.2 MM
180 | A070060020060002 | WELD, SOLDER MAT<>SP ELECTRODE<>ADOR FONTECH<>LH 7191<>4 MM
181 | A070060020070001 | WELD, SOLDER MAT<>SP ELECTRODE<>ADOR FONTECH<>SUPERBOND-AWS A / SFA 5.1 (E-6013)<>2.5 X 350 MM LONG
182 | A070060020070002 | WELD, SOLDER MAT<>SP ELECTRODE<>ADOR FONTECH<>SUPERBOND-AWS A / SFA 5.1 (E-6013)<>3.2 X 350 MM LONG
183 | A070060020070003 | WELD, SOLDER MAT<>SP ELECTRODE<>ADOR FONTECH<>SUPERBOND-AWS A / SFA 5.1 (E-6013)<>4 X 450 MM LONG
184 | A070060020080001 | WELD, SOLDER MAT<>SP ELECTRODE<>ADOR FONTECH<>SUPERBASE-X PLUS-AWS A / SFA 5.1 (E-7018)<>2.5 X 350 MM LONG
185 | A070060020080002 | WELD, SOLDER MAT<>SP ELECTRODE<>ADOR FONTECH<>SUPERBASE-X PLUS-AWS A / SFA 5.1 (E-7018)<>3.2 X 350 MM LONG
186 | A070060020080003 | WELD, SOLDER MAT<>SP ELECTRODE<>ADOR FONTECH<>SUPERBASE-X PLUS-AWS A / SFA 5.1 (E-7018)<>4 X 450 MM LONG
187 | A070060020080004 | WELD, SOLDER MAT<>SP ELECTRODE<>ADOR FONTECH<>SUPERBASE-X PLUS-AWS A / SFA 5.1 (E-7018)<>3.2 X 450 MM LONG
188 | A070060020110001 | WELD, SOLDER MAT<>SP ELECTRODE<>ADOR FONTECH<>INOX-D2+CB<>2.5 MM
189 | A070060020110002 | WELD, SOLDER MAT<>SP ELECTRODE<>ADOR FONTECH<>INOX-D2+CB<>3.15 MM
190 | A070060020140001 | WELD, SOLDER MAT<>SP ELECTRODE<>ADOR FONTECH<>SUPERINOX 1A<>2.5 MM
191 | A070060020140002 | WELD, SOLDER MAT<>SP ELECTRODE<>ADOR FONTECH<>SUPERINOX 1A<>3.15 MM
192 | A070060020140003 | WELD, SOLDER MAT<>SP ELECTRODE<>ADOR FONTECH<>SUPERINOX 1A<>4 MM
193 | A070060020140004 | WELD, SOLDER MAT<>SP ELECTRODE<>ADOR FONTECH<>SUPERINOX 1A<>3.2 X 3.5 MM
194 | A070060020160001 | WELD, SOLDER MAT<>SP ELECTRODE<>ADOR FONTECH<>LHA WS E 7016<>3.2 MM
195 | A070060020170001 | WELD, SOLDER MAT<>SP ELECTRODE<>ADOR FONTECH<>SUPERCITO<>5 MM
196 | A070060020180001 | WELD, SOLDER MAT<>SP ELECTRODE<>ADOR FONTECH<>SUPERCITO X-PLUS<>5 X 450 MM LONG
197 | A070060020190001 | WELD, SOLDER MAT<>SP ELECTRODE<>ADOR FONTECH<>SUPERINOX 2A<>2.5 MM
198 | A070060020190002 | WELD, SOLDER MAT<>SP ELECTRODE<>ADOR FONTECH<>SUPERINOX 2A<>3.15 MM
199 | A070060020190003 | WELD, SOLDER MAT<>SP ELECTRODE<>ADOR FONTECH<>SUPERINOX 2A<>4 MM
200 | A070060020200001 | WELD, SOLDER MAT<>SP ELECTRODE<>ADOR FONTECH<>LH 314 AG 314<>1.6 MM
201 | A070060020310001 | WELD, SOLDER MAT<>SP ELECTRODE<>ADOR FONTECH<>AVS-E 7018-1<>2.5 MM
202 | A070060030010001 | WELD, SOLDER MAT<>SP ELECTRODE<>DIFFUSION<>COLD REPAIR<>UNIMETAL COMPOUND
203 | A070060030010002 | WELD, SOLDER MAT<>SP ELECTRODE<>DIFFUSION<>COLD REPAIR<>VALENCY Q METAL
204 | A070060030010003 | WELD, SOLDER MAT<>SP ELECTRODE<>DIFFUSION<>COLD REPAIR<>VALENCY CERAMIX B
205 | A070060050010001 | WELD, SOLDER MAT<>SP ELECTRODE<>NICKARC<>505<>3.2 MM
206 | A070060050010002 | WELD, SOLDER MAT<>SP ELECTRODE<>NICKARC<>505<>4 MM
207 | A070060050020001 | WELD, SOLDER MAT<>SP ELECTRODE<>NICKARC<>550<>3.2 MM
208 | A070060050030001 | WELD, SOLDER MAT<>SP ELECTRODE<>NICKARC<>5050<>3.2 MM
209 | A070060050040001 | WELD, SOLDER MAT<>SP ELECTRODE<>NICKARC<>180 GFC<>3.2 MM
210 | A070060060040001 | WELD, SOLDER MAT<>SP ELECTRODE<>HARD FACING<>ABRALOY 3065<>WELD SP ELECTRODE 3.15 MM
211 | A070060060040002 | WELD, SOLDER MAT<>SP ELECTRODE<>HARD FACING<>ABRALOY 3065<>WELD SP ELECTRODE 4 MM
212 | A070060080010001 | WELD, SOLDER MAT<>SP ELECTRODE<>VALENCY<>COLD PRIMEMETAL<>COLD PRIMEMETAL
213 | A070060080020001 | WELD, SOLDER MAT<>SP ELECTRODE<>VALENCY<>VOLMET 588<>2.5 MM
214 | A070060080020002 | WELD, SOLDER MAT<>SP ELECTRODE<>VALENCY<>VOLMET 588<>3.15 MM
215 | A070060090010001 | WELD, SOLDER MAT<>SP ELECTRODE<>VOLMET<>VOLMET 588<>2.5 MM
216 | A070060090010002 | WELD, SOLDER MAT<>SP ELECTRODE<>VOLMET<>VOLMET 588<>3.15 MM
217 | A070060100010001 | WELD, SOLDER MAT<>SP ELECTRODE<>ALUMINIUM, E-409<>ORLIKON-FON<>3.15 X 350 MM
218 | A070060100010002 | WELD, SOLDER MAT<>SP ELECTRODE<>ALUMINIUM, E-409<>ORLIKON-FON<>4 X 350 MM
219 | A070060110010001 | WELD, SOLDER MAT<>SP ELECTRODE<>FOX DMO KB<>FOX DMO KB<>2.5 MM
220 | A070060110010002 | WELD, SOLDER MAT<>SP ELECTRODE<>FOX DMO KB<>FOX DMO KB<>3.2 MM
221 | A070060110010003 | WELD, SOLDER MAT<>SP ELECTRODE<>FOX DMO KB<>FOX DMO KB<>4 MM
222 | A070060150010001 | WELD, SOLDER MAT<>SP ELECTRODE<>MOLYCODE<>ADVANI ORLIKON<>2.5 MM SUTABLE FOR 15 MO 3
223 | A070060150010002 | WELD, SOLDER MAT<>SP ELECTRODE<>MOLYCODE<>ADVANI ORLIKON<>3.15 MM SUTABLE FOR 15 MO 3
224 | A070060150010003 | WELD, SOLDER MAT<>SP ELECTRODE<>MOLYCODE<>ADVANI ORLIKON<>4 MM SUTABLE FOR 15 MO 3
225 | A070060160010001 | WELD, SOLDER MAT<>SP ELECTRODE<>THERMANIT NICRO82,<>BOHLER / THYSSEN<>2.5 MM (DIN 1736) SUITABLE FOR X20CR13
226 | A070060160010002 | WELD, SOLDER MAT<>SP ELECTRODE<>THERMANIT NICRO82,<>BOHLER / THYSSEN<>3.2 MM (DIN 1736) SUITABLE FOR X20CR13
227 | A070060160010003 | WELD, SOLDER MAT<>SP ELECTRODE<>THERMANIT NICRO82,<>BOHLER / THYSSEN<>4 MM (DIN 1736) SUITABLE FOR X20CR13
228 | A070060170010001 | WELD, SOLDER MAT<>SP ELECTRODE<>THERMINET 21 / 33<>BOHLER / THYSSEN<>2.5 MM
229 | A070060170010002 | WELD, SOLDER MAT<>SP ELECTRODE<>THERMINET 21 / 33<>BOHLER / THYSSEN<>3.2 MM
230 | A070060170010003 | WELD, SOLDER MAT<>SP ELECTRODE<>THERMINET 21 / 33<>BOHLER / THYSSEN<>4 MM
231 | A070060170010004 | WELD, SOLDER MAT<>SP ELECTRODE<>THERMINET 21 / 33<>BOHLER / THYSSEN<>WELDING WIRE 21 / 33SQ 2.0X1000 MM TINH10G70G05
232 | A070060170010005 | WELD, SOLDER MAT<>SP ELECTRODE<>THERMINET 21 / 33<>BOHLER / THYSSEN<>WELDING WIRE 21 / 33SQ 2.4X1000 MM TINH10G70G21
233 | A070060170010006 | WELD, SOLDER MAT<>SP ELECTRODE<>THERMINET 21 / 33<>BOHLER / THYSSEN<>WELDING WIRE CN 16 / 13-16 2.4X1000 MM TINH10E61E01
234 | A070060180010001 | WELD, SOLDER MAT<>SP ELECTRODE<>THERMINET 617<>BOHLER / THYSSEN<>2.5 MM (DIN 1736)
235 | A070060180010002 | WELD, SOLDER MAT<>SP ELECTRODE<>THERMINET 617<>BOHLER / THYSSEN<>3.2 MM (DIN 1736)
236 | A070060180010003 | WELD, SOLDER MAT<>SP ELECTRODE<>THERMINET 617<>BOHLER / THYSSEN<>4 MM (DIN 1736)
237 | A070060200010001 | WELD, SOLDER MAT<>SP ELECTRODE<>DELTA THERM<>HF-501<>3.15 MM
238 | A070060200010002 | WELD, SOLDER MAT<>SP ELECTRODE<>DELTA THERM<>HF-501<>4 MM
239 | A070060200030001 | WELD, SOLDER MAT<>SP ELECTRODE<>DELTA THERM<>THERMO 13 (6013)<>2.5 MM
240 | A070060200030002 | WELD, SOLDER MAT<>SP ELECTRODE<>DELTA THERM<>THERMO 13 (6013)<>3.15 MM
241 | A070060200040001 | WELD, SOLDER MAT<>SP ELECTRODE<>DELTA THERM<>THERMO 18 (7018)<>2.5 MM
242 | A070060200040002 | WELD, SOLDER MAT<>SP ELECTRODE<>DELTA THERM<>THERMO 18 (7018)<>3.15 MM
243 | A070060200090001 | WELD, SOLDER MAT<>SP ELECTRODE<>DELTA THERM<>THERMO 8018<>2.5 MM
244 | A070060200090002 | WELD, SOLDER MAT<>SP ELECTRODE<>DELTA THERM<>THERMO 8018<>3.15 MM
245 | A070060200100001 | WELD, SOLDER MAT<>SP ELECTRODE<>DELTA THERM<>THERMO 9018<>2.5 MM
246 | A070060200100002 | WELD, SOLDER MAT<>SP ELECTRODE<>DELTA THERM<>THERMO 9018<>3.15
247 | A070060210010001 | WELD, SOLDER MAT<>SP ELECTRODE<>MODI<>TIG 90 S<>B.3
248 | A070060220040001 | WELD, SOLDER MAT<>SP ELECTRODE<>WEARRESIST<>XL-CT2001N<>6 MM
249 | A070060220050001 | WELD, SOLDER MAT<>SP ELECTRODE<>WEARRESIST<>XL-CT2013<>6.30 MM
250 | A070060230010001 | WELD, SOLDER MAT<>SP ELECTRODE<>WELDALL<>T E6013 ER4212X<>3.15X450 MM
251 | A070060230020001 | WELD, SOLDER MAT<>SP ELECTRODE<>WELDALL<>LH 18 E7018 EB5426H3JX<>3.15X450 MM
252 | A070060230030001 | WELD, SOLDER MAT<>SP ELECTRODE<>WELDALL<>LH 18 E7018 EB5626H3JX<>3.15X450 MM
253 | A070060230040001 | WELD, SOLDER MAT<>SP ELECTRODE<>WELDALL<>LH 7018 E 7018<>2.5 X 350 MM
254 | A070060230040002 | WELD, SOLDER MAT<>SP ELECTRODE<>WELDALL<>LH 7018 E 7018<>3.15 X 450 MM
255 | A070060230040003 | WELD, SOLDER MAT<>SP ELECTRODE<>WELDALL<>LH 7018 E 7018<>4 X 450 MM
256 | A070060230040004 | WELD, SOLDER MAT<>SP ELECTRODE<>WELDALL<>LH 7018 E 7018<>5 X 450 MM
257 | A070060240020001 | WELD, SOLDER MAT<>SP ELECTRODE<>STANVAC<>SUPER GOLD 222 IN<>3.15 X 350 MM LONG

## 13
HT MOTORS
APPROVED VENDORS :
1) BHARAT HEAVY ELECTRICALS LTD. (VID : 50226)
2) ABB LTD. (VID : 50023)
3) JYOTI LTD. (VID : 70243)
4) SIEMENS LTD. (VID : 52913)
5) MARATHON ELECTRIC MOTORS INDIA LTD. (VID : 53515)
6) CROMPTON GREAVES LTD. (VID : 50321)
7) KIRLOSKAR ELECTRICALS LTD. (VID : 56416)
8) BHARAT BIJLEE LIMITED, MUMBAI (VID: 50219) FOR HT MOTORS UPTO 6.6KV ONLY SR NO: 01-198, 211-213 (201 ITEMS ONLY)
SN | ITEM CODE | ITEM DESCRIPTION
1 | A108180010010001 | MOTOR HT-IND 6.6 KV<>ABB<>1120 KW / RPM 1489 / HORIZ / INSUL CL F<>FRAME AMA450L4FPBA1<>MOTOR COMPLETE ASSY
2 | A108170050010001 | MOTOR HT-IND 6.6 KV<>AS PER IS SPECIFICATION<>1400 KW / RPM 495 / VERT / INSUL CL F<>FRAME 1LA7-905-5HD74Z<>MOTOR ASSY
3 | A108170040010001 | MOTOR HT-IND 6.6 KV<>AS PER IS SPECIFICATION<>1720 KW / RPM 740 / HORIZ / INSUL CL F<>FRAME TPC710F<>MOTOR ASSY
4 | A108170080010001 | MOTOR HT-IND 6.6 KV<>AS PER IS SPECIFICATION<>220 KW / RPM 1483 / HORIZ / INSUL CL F<>FRAME TPC355D<>MOTOR ASSY
5 | A108170070010001 | MOTOR HT-IND 6.6 KV<>AS PER IS SPECIFICATION<>220 KW / RPM 990 / HORIZ / INSUL CL F<>FRAME -NHMAC450<>MOTOR ASSY
6 | A108170030010001 | MOTOR HT-IND 6.6 KV<>AS PER IS SPECIFICATION<>250 KW / 1500 RPM / HORIZ /INSUL CL F<>FRAME 355F<>MOTOR ASSY
7 | A108170060010001 | MOTOR HT-IND 6.6 KV<>AS PER IS SPECIFICATION<>300 KW / RPM 1482 / HORIZ / INSUL CL F<>FRAME 1LA7-560-4JF<>MOTOR ASSY
8 | A108170010010001 | MOTOR HT-IND 6.6 KV<>AS PER IS SPECIFICATION<>335 KW / RPM 982 / VERT / INSUL CL F<>FRAME CONFIRMING-JYOTICUCACA 450<>MOTOR ASSY
9 | A108170020010001 | MOTOR HT-IND 6.6 KV<>AS PER IS SPECIFICATION<>410 KW / RPM 1490 / HORIZ / INSUL CL F<>FRAME RSP-15256<>MOTOR ASSY
10 | A108010640010001 | MOTOR HT-IND 6.6 KV<>BHEL<>10000KW / RPM 1495 / HORIZ / INSUL CL F<>FRAME ITF7642<>MOTOR ASSY
11 | A108010600010001 | MOTOR HT-IND 6.6 KV<>BHEL<>1025KW / RPM 994 / HORIZ / INSUL CL F<>FRAME ILA7716-6<>MOTOR ASSY
12 | A108010010010022 | MOTOR HT-IND 6.6 KV<>BHEL<>1250 KW / RPM 1485 / HORIZ / INSUL CL F<>FRAME DAZO-15444PT<>MOTOR ASSY
13 | A108010020010031 | MOTOR HT-IND 6.6 KV<>BHEL<>1250 KW / RPM 1493 / HORIZ / INSUL CL F<>FRAME MC75288H4A2H<>MOTOR ASSY
14 | A108010030010022 | MOTOR HT-IND 6.6 KV<>BHEL<>1300 KW / RPM 740 / HORIZ / INSUL CL F<>FRAME ILA7903-8H70Z<>MOTOR ASSY
15 | A108010040010015 | MOTOR HT-IND 6.6 KV<>BHEL<>1300 KW / RPM 746 / HORIZ / INSUL CL F<>FRAME ILA7903-8H70Z<>MOTOR ASSY
16 | A108010050010022 | MOTOR HT-IND 6.6 KV<>BHEL<>1300 KW / RPM 990 / HORIZ / INSUL CL F<>FRAME DA20-15-54-6PT<>MOTOR ASSY
17 | A108010050020004 | MOTOR HT-IND 6.6 KV<>BHEL<>1300 KW / RPM 990 / HORIZ / INSUL CL F<>FRAME IK<>MOTOR ASSY
18 | A108010080010016 | MOTOR HT-IND 6.6 KV<>BHEL<>1400 KW / RPM 1400 / VERT / INSUL CL F<>FRAME IRQ7801-5<>MOTOR ASSY
19 | A108010090010016 | MOTOR HT-IND 6.6 KV<>BHEL<>1400 KW / RPM 495 / VERT / INSUL CL F<>FRAME 1LA7-905-5HD74Z<>MOTOR ASSY
20 | A108010100010014 | MOTOR HT-IND 6.6 KV<>BHEL<>1560 KW / RPM 495 / VERT / INSUL CL F<>FRAME AVC16196H12W74<>MOTOR ASSY
21 | A108010550010003 | MOTOR HT-IND 6.6 KV<>BHEL<>1650 KW / 495 RPM/ VERT / INSUL CL F<>FRAME 1RQ7802-5<>MOTOR ASSY
22 | A108010110010004 | MOTOR HT-IND 6.6 KV<>BHEL<>1700 KW / RPM 990 / HORIZ / INSUL CL F<>FRAME AC215516PT<>MOTOR ASSY
23 | A108010120010022 | MOTOR HT-IND 6.6 KV<>BHEL<>200 KW / RPM 985 / HORIZ / INSUL CL F<>FRAME 12196H6A1H<>MOTOR ASSY
24 | A108010120020014 | MOTOR HT-IND 6.6 KV<>BHEL<>200 KW / RPM 985 / HORIZ / INSUL CL F<>FRAME AC12196H6A1H<>MOTOR ASSY
25 | A108010120030022 | MOTOR HT-IND 6.6 KV<>BHEL<>200 KW / RPM 985 / HORIZ / INSUL CL F<>FRAME DAZO-12496PT<>MOTOR ASSY
26 | A108010130010014 | MOTOR HT-IND 6.6 KV<>BHEL<>216 KW / RPM 990 / HORIZ / INSUL CL F<>FRAME RSKP / 15250<>MOTOR ASSY
27 | A108010620010001 | MOTOR HT-IND 6.6 KV<>BHEL<>2200KW / RPM 487 / VERT / INSUL CL F<>FRAME IRQ1900-5<>MOTOR ASSY
28 | A108010140010016 | MOTOR HT-IND 6.6 KV<>BHEL<>250 KW / RPM 1482 / VERT / INSUL CL F<>FRAME 1LA7<>MOTOR ASSY
29 | A108010150010015 | MOTOR HT-IND 6.6 KV<>BHEL<>300 KW / RPM 1482 / HORIZ / INSUL CL F<>FRAME 1LA7-560-4JF<>MOTOR ASSY
30 | A108010610010001 | MOTOR HT-IND 6.6 KV<>BHEL<>3025KW / RPM 1494 / HORIZ / INSUL CL F<>FRAME ILA7905 / 4<>MOTOR ASSY
31 | A108010160010022 | MOTOR HT-IND 6.6 KV<>BHEL<>320 KW / RPM 985 / HORIZ / INSUL CL F<>FRAME MD73260H6A<>MOTOR ASSY
32 | A108010420010001 | MOTOR HT-IND 6.6 KV<>BHEL<>320 KW / RPM 990 / HORIZ / INSUL CL B<>FRAME DAZO 13 42 6 PDT<>MOTOR ASSY
33 | A108010170010022 | MOTOR HT-IND 6.6 KV<>BHEL<>320 KW / RPM 990 / HORIZ / INSUL CL F<>FRAME DAZO-13-42-6PDT<>MOTOR ASSY
34 | A108010180010014 | MOTOR HT-IND 6.6 KV<>BHEL<>340 KW / RPM 590 / HORIZ / INSUL CL F<>FRAME 1LA7-714-3KD-70Z<>MOTOR ASSY
35 | A108010190010014 | MOTOR HT-IND 6.6 KV<>BHEL<>340 KW / RPM 985 / HORIZ / INSUL CL F<>FRAME MD73260H6A<>MOTOR ASSY
36 | A108010190020022 | MOTOR HT-IND 6.6 KV<>BHEL<>340 KW / RPM 985 / HORIZ / INSUL CL F<>FRAME MD73260H6A7H<>MOTOR ASSY
37 | A108010200010004 | MOTOR HT-IND 6.6 KV<>BHEL<>3500 KW / RPM 1492 / HORIZ / INSUL CL F<>FRAME IRN7714-4HE702<>MOTOR ASSY
38 | A108010590010001 | MOTOR HT-IND 6.6 KV<>BHEL<>3500KW / RPM 525 / HORIZ / INSUL CL F<>FRAME 1DQ4344<>MOTOR ASSY
39 | A108010210010001 | MOTOR HT-IND 6.6 KV<>BHEL<>3550 KW / RPM 1492 / HORIZ / INSUL CL F<>FRAME IRN7714-4<>MOTOR ASSY
40 | A108010220010014 | MOTOR HT-IND 6.6 KV<>BHEL<>360 KW / RPM 1490 / HORIZ / INSUL CL F<>FRAME RSP-15256<>MOTOR ASSY
41 | A108010230010022 | MOTOR HT-IND 6.6 KV<>BHEL<>372 KW / RPM 1480 / HORIZ / INSUL CL F<>FRAME 1LA7566-4HF70Z<>MOTOR ASSY
42 | A108010240010022 | MOTOR HT-IND 6.6 KV<>BHEL<>4000 KW / RPM 1483 / HORIZ / INSUL CL F<>FRAME AM / 4000<>MOTOR ASSY
43 | A108010250010022 | MOTOR HT-IND 6.6 KV<>BHEL<>4000 KW / RPM 1485 / HORIZ / INSUL CL F<>FRAME 1K145M70<>MOTOR ASSY
44 | A108010260010022 | MOTOR HT-IND 6.6 KV<>BHEL<>4000 KW / RPM 1500 / HORIZ / INSUL CL F<>FRAME AM / 4000 / 6600<>MOTOR ASSY
45 | A108010270010015 | MOTOR HT-IND 6.6 KV<>BHEL<>425 KW / RPM 590 / HORIZ / INSUL CL F<>FRAME 1LA7-716-IDP<>MOTOR ASSY
46 | A108010430010001 | MOTOR HT-IND 6.6 KV<>BHEL<>450 KW / RPM 991 / MOUNTING HORIZONTAL / INSUL CL F<>FRAME VSLX40F<>MOTOR ASSY
47 | A108010630010001 | MOTOR HT-IND 6.6 KV<>BHEL<>485KW / RPM 1487 / VERT / INSUL CL F<>FRAME LA7564-4<>MOTOR ASSY
48 | A108010280010015 | MOTOR HT-IND 6.6 KV<>BHEL<>500 KW / RPM 1483 / HORIZ / INSUL CL F<>FRAME 1LA7-564-4JF-74Z<>MOTOR ASSY
49 | A108010290010015 | MOTOR HT-IND 6.6 KV<>BHEL<>525 KW / RPM 1485 / HORIZ / INSUL CL F<>FRAME 1LA7716-4P<>MOTOR ASSY
50 | A108010300010017 | MOTOR HT-IND 6.6 KV<>BHEL<>560 KW / RPM 1485 / VERT / INSUL CL F<>FRAME 1LA7-566-4P<>MOTOR ASSY
51 | A108010310010004 | MOTOR HT-IND 6.6 KV<>BHEL<>650 KW / RPM 990 / HORIZ / INSUL CL F<>FRAME DAZO-14 54 6PT<>MOTOR ASSY
52 | A108010320010022 | MOTOR HT-IND 6.6 KV<>BHEL<>670 KW / RPM 740 / HORIZ / INSUL CL F<>FRAME RS16854<>MOTOR ASSY
53 | A108010330010022 | MOTOR HT-IND 6.6 KV<>BHEL<>680 KW / RPM 422 / VERT / INSUL CL F<>FRAME AVC15156H14W<>MOTOR ASSY
54 | A108010580010001 | MOTOR HT-IND 6.6 KV<>BHEL<>680KW / RPM 990 / HORIZ / INSUL CL F<>FRAME ILA771216<>MOTOR ASSY
55 | A108010340010013 | MOTOR HT-IND 6.6 KV<>BHEL<>750 KW / RPM 1440 / HORIZ / INSUL CL F<>FRAME MC74224H4A<>MOTOR ASSY
56 | A108010350010022 | MOTOR HT-IND 6.6 KV<>BHEL<>750 KW / RPM 1490 / HORIZ / INSUL CL F<>FRAME DAZO-13-60-4PT<>MOTOR ASSY
57 | A108010350020022 | MOTOR HT-IND 6.6 KV<>BHEL<>750 KW / RPM 1490 / HORIZ / INSUL CL F<>FRAME MC742241146<>MOTOR ASSY
58 | A108010350030022 | MOTOR HT-IND 6.6 KV<>BHEL<>750 KW / RPM 1490 / HORIZ / INSUL CL F<>FRAME MC74224H4A7H<>MOTOR ASSY
59 | A108010360010003 | MOTOR HT-IND 6.6 KV<>BHEL<>750 KW / RPM 1491 / HORIZ / INSUL CL F<>FRAME HDS560<>MOTOR ASSY
60 | A108010370010014 | MOTOR HT-IND 6.6 KV<>BHEL<>760 KW / RPM 990 / HORIZ / INSUL CL F<>FRAME MC74276H6A<>MOTOR ASSY
61 | A108010380010022 | MOTOR HT-IND 6.6 KV<>BHEL<>770 KW / RPM 740 / HORIZ / INSUL CL B<>FRAME 1RQ7567<>MOTOR ASSY
62 | A108010540010036 | MOTOR HT-IND 6.6 KV<>BHEL<>800 KW / RPM 1480 / HOROZ / INSUL CL F<>FRAME ILA7712-4119-70Z<>MOTOR ASSY
63 | A108010390010022 | MOTOR HT-IND 6.6 KV<>BHEL<>800 KW / RPM 422 / VERT / INSUL CL F<>FRAME AVC15156H14W<>MOTOR ASSY
64 | A108010400010014 | MOTOR HT-IND 6.6 KV<>BHEL<>900 KW / RPM 1488 / HORIZ / INSUL CL F<>FRAME 1LA7636-4HF70Z<>MOTOR ASSY
65 | A108010560010013 | MOTOR HT-IND 6.6 KV<>BHEL<>9000 KW / RPM 1495 / HORIZ / INSUL CL F<>FRAME ITF7642-4<>MOTOR COMPLETE ASSY
66 | A108010410010014 | MOTOR HT-IND 6.6 KV<>BHEL<>995 KW / RPM 991 / HORIZ / INSUL CL F<>FRAME MC75240H6A<>MOTOR ASSY
67 | A108020010010022 | MOTOR HT-IND 6.6 KV<>BHEL METRIC DESIGN<>215 KW / RPM 981 / HORIZ / INSUL CL F<>FRAME RKSP / 6840<>MOTOR ASSY
68 | A108020020010022 | MOTOR HT-IND 6.6 KV<>BHEL METRIC DESIGN<>375 KW / RPM 990 / HORIZ / INSUL CL F<>FRAME RST16878<>MOTOR ASSY
69 | A108030010010022 | MOTOR HT-IND 6.6 KV<>BHEL SIEMENS DESIGN<>215 KW / RPM 981 / HORIZ / INSUL CL F<>FRAME 1LA7564-6<>MOTOR ASSY
70 | A108040010010022 | MOTOR HT-IND 6.6 KV<>CELMA POLAND<>250 KW / RPM 1490 / HORIZ / INSUL CL B<>FRAME 32DG1741<>MOTOR ASSY
71 | A108050010010014 | MOTOR HT-IND 6.6 KV<>CROMPTON<>220 KW / RPM 1483 / HORIZ / INSUL CL F<>FRAME TPC355D<>MOTOR ASSY
72 | A108050020010014 | MOTOR HT-IND 6.6 KV<>CROMPTON<>220 KW / RPM 990 / HORIZ / INSUL CL F<>FRAME HMHAC450 / 5<>MOTOR ASSY
73 | A108060010010022 | MOTOR HT-IND 6.6 KV<>CROMPTON GR<>198 KW / RPM 1483 / HORIZ / INSUL CL F<>FRAME HMHA40015<>MOTOR ASSY
74 | A108060020010022 | MOTOR HT-IND 6.6 KV<>CROMPTON GR<>270 KW / RPM 985 / HORIZ / INSUL CL F<>FRAME HMHA645015<>MOTOR ASSY
75 | A108060030010022 | MOTOR HT-IND 6.6 KV<>CROMPTON GR<>275 KW / RPM 1471 / HORIZ / INSUL CL F<>FRAME MMHAAC400 / 6<>MOTOR ASSY
76 | A108060040010014 | MOTOR HT-IND 6.6 KV<>CROMPTON GR<>315 KW / RPM 1485 / HORIZ / INSUL CL F<>FRAME NHMHAC450 / 6<>MOTOR ASSY
77 | A108070010010022 | MOTOR HT-IND 6.6 KV<>DOLMEL POLAND<>3400 KW / RPM 2975 / HORIZ / INSUL CL F<>FRAME SYJD-142U / 01<>MOTOR ASSY
78 | A108070010020022 | MOTOR HT-IND 6.6 KV<>DOLMEL POLAND<>3400 KW / RPM 2975 / HORIZ / INSUL CL F<>FRAME SYJE-142S / 03<>MOTOR ASSY
79 | A108070020010022 | MOTOR HT-IND 6.6 KV<>DOLMEL POLAND<>900 KW / RPM 494 / VERT / INSUL CL F<>FRAME SAJV-1512TR / 03<>MOTOR ASSY
80 | A108080010010022 | MOTOR HT-IND 6.6 KV<>FUJI ELECTRIC<>800 KW / RPM 425 / VERT / INSUL CL F<>FRAME NUA4091S<>MOTOR ASSY
81 | A108090010010010 | MOTOR HT-IND 6.6 KV<>GEN ELECT NANCY<>3600 KW / RPM 1500 / HORIZ / INSUL CL B<>FRAME MAF560 L / 4<>MOTOR ASSY
82 | A108100010010022 | MOTOR HT-IND 6.6 KV<>GEN ELECTRIQUE NANCY<>250 KW / RPM 990 / HORIZ / INSUL CL B<>FRAME MAF630L / 6<>MOTOR ASSY
83 | A108100020010022 | MOTOR HT-IND 6.6 KV<>GEN ELECTRIQUE NANCY<>272 KW / RPM 740 / HORIZ / INSUL CL B<>FRAME MAF630L / 8<>MOTOR ASSY
84 | A108100030010022 | MOTOR HT-IND 6.6 KV<>GEN ELECTRIQUE NANCY<>275 KW / RPM 1485 / HORIZ / INSUL CL B<>FRAME MAF560M / 4<>MOTOR ASSY
85 | A108100040010022 | MOTOR HT-IND 6.6 KV<>GEN ELECTRIQUE NANCY<>290 KW / RPM 1485 / VERT / INSUL CL B<>FRAME 1B400D / 4<>MOTOR ASSY
86 | A108100050010022 | MOTOR HT-IND 6.6 KV<>GEN ELECTRIQUE NANCY<>380KW / RPM 1440 / HORIZ / INSUL CL B<>FRAME MAF630M / 4<>MOTOR ASSY
87 | A108100060010022 | MOTOR HT-IND 6.6 KV<>GEN ELECTRIQUE NANCY<>570 MW / RPM 740 / HORIZ / INSUL CL B<>FRAME 1B400D / 4<>MOTOR ASSY
88 | A108100070010022 | MOTOR HT-IND 6.6 KV<>GEN ELECTRIQUE NANCY<>580KW / RPM 590 / VERT / INSUL CL B<>FRAME 1A1616 / 10<>MOTOR ASSY
89 | A108110050010001 | MOTOR HT-IND 6.6 KV<>JYOTI<>335 KW / RPM 982 / HORIZ / INSUL CL F<>FRAME CUCACA450<>MOTOR ASSY
90 | A108110010010002 | MOTOR HT-IND 6.6 KV<>JYOTI<>335 KW / RPM 982 / VERT / INSUL CL F<>FRAME IM252002<>MOTOR ASSY
91 | A108110020010002 | MOTOR HT-IND 6.6 KV<>JYOTI<>710 KW / RPM 485 / VERT / INSUL CL F<>FRAME CACAW800<>MOTOR ASSY
92 | A108110030010002 | MOTOR HT-IND 6.6 KV<>JYOTI<>950 KW / RPM 485 / VERT / INSUL CL F<>FRAME CACAW800<>MOTOR ASSY
93 | A108120010010022 | MOTOR HT-IND 6.6 KV<>JYOTI LTD<>1350 KW / RPM 495 / VERT / INSUL CL F<>FRAME 1M222-114<>MOTOR ASSY
94 | A108120020010014 | MOTOR HT-IND 6.6 KV<>JYOTI LTD<>1380 KW / RPM 494 / VERT / INSUL CL F<>FRAME CUCACW-1000<>MOTOR ASSY
95 | A108120030010014 | MOTOR HT-IND 6.6 KV<>JYOTI LTD<>1460 KW / RPM 494 / VERT / INSUL CL F<>FRAME CUCACW-1000<>MOTOR ASSY
96 | A108130010010014 | MOTOR HT-IND 6.6 KV<>KEC<>150 KW / RPM 990 / VERT / INSUL CL F<>FRAME KVD40028<>MOTOR ASSY
97 | A108130020010022 | MOTOR HT-IND 6.6 KV<>KEC<>158 KW / RPM 1437 / HORIZ / INSUL CL F<>FRAME KD40023<>MOTOR ASSY
98 | A108130030010014 | MOTOR HT-IND 6.6 KV<>KEC<>160 KW / RPM 989 / VERT / INSUL CL F<>FRAME KVD40028<>MOTOR ASSY
99 | A108130040010014 | MOTOR HT-IND 6.6 KV<>KEC<>170 KW / RPM 1485 / VERT / INSUL CL F<>FRAME KVD40023<>MOTOR ASSY
100 | A108130050010022 | MOTOR HT-IND 6.6 KV<>KEC<>175 KW / RPM 1437 / HORIZ / INSUL CL F<>FRAME KD40025<>MOTOR ASSY
101 | A108130060010014 | MOTOR HT-IND 6.6 KV<>KEC<>250 KW / RPM 1484 / VERT / INSUL CL F<>FRAME KVD450006<>MOTOR ASSY
102 | A108130070010014 | MOTOR HT-IND 6.6 KV<>KEC<>332 KW / RPM 989 / VERT / INSUL CL B<>FRAME KVD45028<>MOTOR ASSY
103 | A108130080010022 | MOTOR HT-IND 6.6 KV<>KEC<>750 KW / RPM 1483 / HORIZ / INSUL CL F<>FRAME CD560MKII<>MOTOR ASSY
104 | A108140160010001 | MOTOR HT-IND 6.6 KV<>KIRLOSKAR<>158 KW / RPM 1487 / HORIZ / INSUL CL F<>TYPE SCX440F SPL<>MOTOR ASSY
105 | A108140150010001 | MOTOR HT-IND 6.6 KV<>KIRLOSKAR<>175 KW / RPM 899 / HORIZ / INSUL CL F<>TYPE KD-40028<>MOTOR ASSY
106 | A108140010010022 | MOTOR HT-IND 6.6 KV<>KIRLOSKAR<>200 KW / RPM 1487 / VERT / INSUL CL F<>FRAME KVC-45016<>MOTOR ASSY
107 | A108140020010022 | MOTOR HT-IND 6.6 KV<>KIRLOSKAR<>205 KW / RPM 2970 / HORIZ / INSUL CL F<>FRAME KD400241<>MOTOR ASSY
108 | A108140030010022 | MOTOR HT-IND 6.6 KV<>KIRLOSKAR<>206 KW / RPM 990 / HORIZ / INSUL CL F<>FRAME KD40028<>MOTOR ASSY
109 | A108140040010022 | MOTOR HT-IND 6.6 KV<>KIRLOSKAR<>210 KW / RPM 1488 / HORIZ / INSUL CL F<>FRAME KD400<>MOTOR ASSY
110 | A108140050010022 | MOTOR HT-IND 6.6 KV<>KIRLOSKAR<>210 KW / RPM 991 / HORIZ / INSUL CL F<>FRAME KD40030<>MOTOR ASSY
111 | A108140060010022 | MOTOR HT-IND 6.6 KV<>KIRLOSKAR<>225 KW / RPM 1483 / VERT / INSUL CL F<>FRAME KVD45019<>MOTOR ASSY
112 | A108140070010022 | MOTOR HT-IND 6.6 KV<>KIRLOSKAR<>250 KW / RPM 1484 / VERT / INSUL CL F<>FRAME KVD40026<>MOTOR ASSY
113 | A108140080010002 | MOTOR HT-IND 6.6 KV<>KIRLOSKAR<>260 KW / RPM 1488 / HORIZ / INSUL CL F<>FRAME KD45026<>MOTOR ASSY
114 | A108140090010022 | MOTOR HT-IND 6.6 KV<>KIRLOSKAR<>332 KW / RPM 990 / HORIZ / INSUL CL F<>FRAME KVD15027<>MOTOR ASSY
115 | A108140100010022 | MOTOR HT-IND 6.6 KV<>KIRLOSKAR<>345 KW / RPM 985 / VERT / INSUL CL F<>FRAME CVA560<>MOTOR ASSY
116 | A108140110010022 | MOTOR HT-IND 6.6 KV<>KIRLOSKAR<>350 KW / RPM 990 / VERT / INSUL CL F<>FRAME KVDH500-25<>MOTOR ASSY
117 | A108140120010022 | MOTOR HT-IND 6.6 KV<>KIRLOSKAR<>355 KW / RPM 990 / VERT / INSUL CL F<>FRAME KVDH500-25<>MOTOR ASSY
118 | A108140130010015 | MOTOR HT-IND 6.6 KV<>KIRLOSKAR<>370 KW / RPM 990 / VERT / INSUL CL B<>FRAME KVD45029<>MOTOR ASSY
119 | A108140140010014 | MOTOR HT-IND 6.6 KV<>KIRLOSKAR<>450 KW / RPM 991 / VERT / INSUL CL F<>FRAME VSLX40F<>MOTOR ASSY
120 | A108140170010001 | MOTOR HT-IND 6.6 KV<>KIRLOSKAR<>750 KW / RPM 1483 / HORIZ / INSUL CL F<>TYPE SCX560F SPL<>MOTOR ASSY
121 | A108190010010004 | MOTOR HT-IND 6.6 KV<>MARATHON<>180 KW / RPM 1485 / HORIZ / INSUL CL F<>FRAME D-355-9B<>MOTOR COMPLETE ASSY
122 | A108190040010003 | MOTOR HT-IND 6.6 KV<>MARATHON<>224 KW / RPM 1482 / HORIZ / INSUL CL F<>FRAME D-355-9B<>MOTOR COMPLETE ASSY
123 | A108190020010004 | MOTOR HT-IND 6.6 KV<>MARATHON<>250 KW / RPM 1485 / HORIZ / INSUL CL F<>FRAME D-355-9B<>MOTOR COMPLETE ASSY
124 | A108190030010004 | MOTOR HT-IND 6.6 KV<>MARATHON<>315 KW / RPM 1481 / HORIZ / INSUL CL F<>FRAME D-355-9B<>MOTOR COMPLETE ASSY
125 | A108190050010019 | MOTOR HT-IND 6.6 KV<>MARATHON<>355 KW / RPM 1488 / HORIZ / INSUL CL F<>FRAME DC-355-F3<>355KW MOTOR COMPLETE ASSY
126 | A108150010010022 | MOTOR HT-IND 6.6 KV<>NGEF<>184 KW / RPM 746 / HORIZ / INSUL CL F<>FRAME AVMW560M9<>MOTOR ASSY
127 | A108150020010022 | MOTOR HT-IND 6.6 KV<>NGEF<>198 KW / RPM 1491 / HORIZ / INSUL CL F<>FRAME AVMW450M4<>MOTOR ASSY
128 | A108150060010001 | MOTOR HT-IND 6.6 KV<>NGEF<>200 KW / RPM 989 / HORIZ / INSUL CL F<>TYPE 450MK6<>MOTOR ASSY
129 | A108150030010002 | MOTOR HT-IND 6.6 KV<>NGEF<>220 KW / RPM 1485 / VERT / INSUL CL F<>FRAME AVM450M4<>MOTOR ASSY
130 | A108150040010014 | MOTOR HT-IND 6.6 KV<>NGEF<>250 KW / RPM 1400 / VERT / INSUL CL F<>FRAME AVMW450L4<>MOTOR ASSY
131 | A108150050010002 | MOTOR HT-IND 6.6 KV<>NGEF<>258 KW / RPM 1491 / HORIZ / INSUL CL F<>FRAME AVM450L4<>MOTOR ASSY
132 | A108160010010014 | MOTOR HT-IND 6.6 KV<>SIEMENS<>1050 KW / RPM 2676 / HORIZ / INSUL CL F<>FRAME 1LA1564-XZ70ZKL3<>MOTOR ASSY
133 | A108160020010014 | MOTOR HT-IND 6.6 KV<>SIEMENS<>200 KW / RPM 990 / HORIZ / INSUL CL F<>FRAME ILA 5478-6<>MOTOR ASSY
134 | A108160030010014 | MOTOR HT-IND 6.6 KV<>SIEMENS<>350 KW / RPM 2973 / HORIZ / INSUL CL F<>FRAME 1LA1404-2HE70ZKL5<>MOTOR ASSY
135 | A108010510010003 | MOTOR HT-IND 6.6 KV<>BHEL<>320 KW / 990 RPM / HORIZ / INSUL CL F<>FRAME DAZO-13-42-6PT<>MOTOR ASSEMBLY
136 | A108010400020001 | MOTOR HT-IND 6.6 KV<>BHEL<>900 KW / RPM 1488<>VERT / INSUL CL F / FRAME 7634/4<>MOTOR ASSY
137 | A108160040010001 | MOTOR HT-IND 6.6 KV<>SIEMENS<>280 KW / RPM 1485 / HORIZ / INSUL CL F<>FRAME ILA 5478-4<>MOTOR ASSEMBLY
138 | A108170110010001 | MOTOR HT-IND 6.6 KV<>AS PER IS SPECIFICATION<>180KW / RPM1480 / HORIZ / INSUL CLF<>FRAME SC X 355F<>COMPLETE MOTOR
139 | A108170120010001 | MOTOR HT-IND 6.6 KV<>AS PER IS SPECIFICATION<>224KW / RPM1480 / HORIZ / INSUL CLF<>FRAME SC X 355F<>COMPLETE MOTOR
140 | A108170340010001 | MOTOR HT-IND 6.6 KV<>AS PER IS SPECIFICATION<>370 KW / RPM 990 / VERT / INSUL CL F<>FRAME KVD 45029<>MOTOR ASSY
141 | A108010650010001 | MOTOR HT-IND 6.6 KV<>BHEL<>1400 KW / RPM 497 / VERT / INSUL CL F<>FRAME IRQ7801-5<>MOTOR ASSY
142 | A108010660010001 | MOTOR HT-IND 6.6 KV<>BHEL<>1100 KW / 990 RPM / HORIZ / INSUL CL F<>FRAME IK<>MOTOR ASSEMBLY
143 | A108010070010022 | MOTOR HT-IND 6.6 KV<>BHEL<>1350 KW / RPM 495 / VERT / INSUL CL F<>FRAME AVC16176H12W1H<>MOTOR ASSY
144 | A108010170010003 | MOTOR HT-IND 6.6 KV<>BHEL<>320 KW / RPM 990 / HORIZ / INSUL CL F<>FRAME DAZO-13-42-6PDT<>BEARING CAP OUTER DE
145 | A108170220010001 | MOTOR HT-IND 6.6 KV<>AS PER IS SPECIFICATION<>750 KW / RPM 1481 / HORI / INSUL CL F<>FRAME SCX560FSPL<>MOTOR ASSY
146 | A108110010010001 | MOTOR HT-IND 6.6 KV<>JYOTI<>335 KW / RPM 982 / MOUNTING: VERTICAL / INSUL CL F<>FRAME IM252002<>FOUNDATION BOLT
147 | A108010470010003 | MOTOR HT-IND 6.6 KV<>BHEL<>1500 KW / RPM 495 / VERT / INSUL CL F<>AVC16176 H12<>HT MOTOR ASSEMBLY
148 | A108010530010004 | MOTOR HT-IND 6.6 KV<>BHEL<>260 KW / RPM 740 / HORIZ / INSUL CL F<>FRAME MC732 40H 8A 7H<>COMPLETE MOTOR
149 | A108140160010002 | MOTOR HT-IND 6.6 KV<>KIRLOSKAR<>158 KW / RPM 1487 / HORIZ / INSUL CL F<>TYPE SCX440F SPL<>ENERGY EFFICIENT MOTOR ASSY
150 | A108140200010001 | MOTOR HT-IND 6.6 KV<>KIRLOSKAR<>184 KW / RPM 746 / HORIZ / INSUL CL F<>TYPE AVMW560M8<>ENERGY EFFICIENT MOTOR ASSY
151 | A108140170010002 | MOTOR HT-IND 6.6 KV<>KIRLOSKAR<>750 KW / RPM 1483 / HORIZ / INSUL CL F<>TYPE SCX560F SPL<>ENERGY EFFICIENT MOTOR ASSY
152 | A108170150010004 | MOTOR HT-IND 6.6 KV<>AS PER IS SPECIFICATION<>530 KW / RPM 1486 / VERT / INSUL CL F<>1LA7566-4P<>MOTOR ASSY
153 | A108170140010001 | MOTOR HT-IND 6.6 KV<>AS PER IS SPECIFICATION<>650 KW / RPM 1489 / VERT / INSUL CL F<>1LA7632-4<>MOTOR ASSY
154 | A108170210010001 | MOTOR HT-IND 6.6 KV<>AS PER IS SPECIFICATION<>315 KW / RPM 1480 / HORIZ / INSUL CL F<>SCX400F<>MOTOR ASSY
155 | A108170200010001 | MOTOR HT-IND 6.6 KV<>AS PER IS SPECIFICATION<>225 KW / RPM 1481 / HORIZ / INSUL CL F<>SCX355F<>MOTOR ASSY
156 | A108170350010001 | MOTOR HT-IND 6.6 KV<>AS PER IS SPECIFICATION<>1200 KW / RPM 1489 / HORIZ / INSUL CL F<>FRAME NPA450HC<>MOTOR ASSY
157 | A108140140010015 | MOTOR HT-IND 6.6 KV<>KIRLOSKAR<>450 KW / RPM 991 / MOUNTING: VERTICAL / INSUL CL F<>FRAME VSLX40F<>SHAFT SEALING RING DE
158 | A044010010010008 | MOTOR HT-IND 3.3 KV<>ALSTOM<>315 KW / RPM 988 / HORI / CL F<>FRAME DE NU321<>MOTOR ASSY
159 | A044020010010008 | MOTOR HT-IND 3.3 KV<>BHEL<>1000 KW / RPM 1486 / VERT / CL F<>FRAME ILA7710<>MOTOR ASSY
160 | A044020020010008 | MOTOR HT-IND 3.3 KV<>BHEL<>1405 KW / RPM 747 / HORI / CL F<>FRAME 1LA7905 87F30<>MOTOR ASSY
161 | A044020030010008 | MOTOR HT-IND 3.3 KV<>BHEL<>1750 KW / RPM 993 / HORI / CL F<>FRAME IL4 7903<>MOTOR ASSY
162 | A044020030020013 | MOTOR HT-IND 3.3 KV<>BHEL<>1750 KW / RPM 993 / HORI / CL F<>FRAME ILA 7903<>MOTOR ASSY
163 | A044020040010008 | MOTOR HT-IND 3.3 KV<>BHEL<>3682 KW / RPM 580 / HORI / CL F<>FRAME 1DQ4342<>MOTOR ASSY
164 | A044020050010008 | MOTOR HT-IND 3.3 KV<>BHEL<>600 KW / RPM 989 / HORI / CL F<>FRAME ILA 7710-6KC30Z<>MOTOR ASSY
165 | A044020060010008 | MOTOR HT-IND 3.3 KV<>BHEL<>750 KW / RPM 987 / HORI / CL F<>FRAME ILA 7712-6 KC30Z<>MOTOR ASSY
166 | A044020070010008 | MOTOR HT-IND 3.3 KV<>BHEL<>900 KW / RPM 1485 / VERT / CL F<>FRAME 1LA7634 40V10<>MOTOR ASSY
167 | A044020070020011 | MOTOR HT-IND 3.3 KV<>BHEL<>900 KW / RPM 1485 / VERT / CL F<>FRAME 1LA7634 4V10<>MOTOR ASSY
168 | A044030010010008 | MOTOR HT-IND 3.3 KV<>CROMPTON<>1800 KW / RPM 991 / VERT / CL F<>FRAME VTPC1700<>MOTOR ASSY
169 | A044030020010008 | MOTOR HT-IND 3.3 KV<>CROMPTON<>185 KW / RPM 1482 / VERT / CL F<>FRAME VTPC 840<>MOTOR ASSY
170 | A044030030010008 | MOTOR HT-IND 3.3 KV<>CROMPTON<>200 KW / RPM 1475 / VERT / CL F<>FRAME KR450S4KV<>MOTOR ASSY
171 | A044030040010008 | MOTOR HT-IND 3.3 KV<>CROMPTON<>315 KW / RPM 987 / HORI / CL F<>FRAME TPC355E<>MOTOR ASSY
172 | A044030050010026 | MOTOR HT-IND 3.3 KV<>CROMPTON<>325 KW / RPM 2955 / HORI / CL F<>FRAME NHMC 400 / 6<>MOTOR
173 | A044030050010027 | MOTOR HT-IND 3.3 KV<>CROMPTON<>325 KW / RPM 2955 / HORI / CL F<>FRAME NHMC 400 / 6<>MOTOR ASSY
174 | A044030060010008 | MOTOR HT-IND 3.3 KV<>CROMPTON<>355 KW / RPM 1480 / HORI / CL F<>FRAME PC355D<>MOTOR ASSY
175 | A044030060020008 | MOTOR HT-IND 3.3 KV<>CROMPTON<>355 KW / RPM 1480 / HORI / CL F<>FRAME TPC355D<>MOTOR ASSY
176 | A044030070010008 | MOTOR HT-IND 3.3 KV<>CROMPTON<>410 KW / RPM 989 / VERT / CL F<>FRAME VTPC1080<>MOTOR ASSY
177 | A044050010010009 | MOTOR HT-IND 3.3 KV<>HYWARD TAYLOR<>300 KW / RPM 1450 / VERT / CL F<>FRAME WET STATOR<>MOTOR ASSY
178 | A044050020010019 | MOTOR HT-IND 3.3 KV<>HYWARD TAYLOR<>300 KW / RPM 1450 / VERT / XLP<>FRAME WET STATOR<>MOTOR ASSY REVERSE THRUST SET
179 | A044060010010008 | MOTOR HT-IND 3.3 KV<>KIRLOSKAR<>200 KW / RPM 1486 / HORI / CL F<>FRAME KD35526<>MOTOR ASSY
180 | A044060020010008 | MOTOR HT-IND 3.3 KV<>KIRLOSKAR<>288 KW / RPM 1489 / HORI / CL F<>FRAME KD5027<>MOTOR ASSY
181 | A044060030010008 | MOTOR HT-IND 3.3 KV<>KIRLOSKAR<>288 KW / RPM 743 / HORI / CL F<>FRAME KD5027<>MOTOR ASSY
182 | A044060040010008 | MOTOR HT-IND 3.3 KV<>KIRLOSKAR<>321 KW / RPM 1485 / HORI / CL F<>FRAME KD4027<>MOTOR ASSY
183 | A044060050010008 | MOTOR HT-IND 3.3 KV<>KIRLOSKAR<>400 KW / RPM 937 / VERT / CL F<>FRAME KP500S6<>MOTOR ASSY
184 | A044060060010008 | MOTOR HT-IND 3.3 KV<>KIRLOSKAR<>410 KW / RPM 989 / VERT / CL F<>FRAME VTPC1080<>MOTOR ASSY
185 | A044060070010008 | MOTOR HT-IND 3.3 KV<>KIRLOSKAR<>485 KW / RPM 990 / VERT / CL F<>FRAME KR500MKV<>MOTOR ASSY
186 | A044070010010008 | MOTOR HT-IND 3.3 KV<>NGEF<>180 KW / RPM 1486 / HORI / CL F<>FRAME AVMW40 OM4<>MOTOR ASSY
187 | A044020080010003 | MOTOR HT-IND 3.3 KV<>BHEL<>3500KW / RPM 525 / HORIZ / INSUL CL F<>FRAME 1DQ4344<>DE OIL RING
188 | A044030080010003 | MOTOR HT-IND 3.3 KV<>CROMPTON<>1800 KW / RPM 496 / VERT / CL F<>FRAME VTPC1700<>MOTOR ASSEMBLY
189 | A044060110010001 | MOTOR HT-IND 3.3 KV<>KIRLOSKAR<>570 KW / RPM 991 / VERT / CL F<>FRAME KVD50030<>MOTOR ASSEMBLY
190 | A044060010010001 | MOTOR HT-IND 3.3 KV<>KIRLOSKAR<>570 KW / RPM 991 / VERT / CL F<>FRAME KVD50030<>MOTOR ASSEMBLY
191 | A044080010010018 | MOTOR HT-IND 3.3 KV<>SIEMENS<>400 KW / RPM 1482 / HORIZ / INSL CL F<>FRAME 1LA7-560<>COMPLETE ASSY
192 | A044060090010001 | MOTOR HT-IND 3.3 KV<>KIRLOSKAR<>315 KW / RPM 1484 / HORI/ CL F<>KR450L4KB<>COMPLETE ASSY
193 | A044060100010001 | MOTOR HT-IND 3.3 KV<>KIRLOSKAR<>900 KW / RPM 1487 / HOR / CL F<>KR560L4KB<>COMPLETE ASSY
194 | A044020040010016 | MOTOR HT-IND 3.3 KV<>BHEL<>3682 KW / RPM 580 / HORI / CL F<>FRAME 1DQ4342<>TERMINAL BUSHING
195 | A044090070010006 | MOTOR HT-IND 3.3 KV<>MARATHON<>900 KW / RPM 990 / HORIZ / INSL CL F<>FRAME DC450U1120<>MOTOR COMPLETE ASSEMBLY
196 | A044090040010006 | MOTOR HT-IND 3.3 KV<>MARATHON<>450 KW / RPM 1488 / HORIZ / INSL CL F<>FRAME DC355F3<>MOTOR COMPLETE ASSEMBLY
197 | A044090050010006 | MOTOR HT-IND 3.3 KV<>MARATHON<>560 KW / RPM 1490 / HORIZ / INSL CL F<>FRAME DC400F3<>MOTOR COMPLETE ASSEMBLY
198 | A044090030010006 | MOTOR HT-IND 3.3 KV<>MARATHON<>355 KW / RPM 1490 / HORIZ / INSL CL F<>FRAME DC355F3<>MOTOR COMPLETE ASSEMBLY
199 | A042010010010003 | MOTOR HT-IND 11 KV<>BHEL<>10000 KW / RPM 1493 / HORI / CL F<>FRAME ITF75388FE72Z<>MOTOR ASSY
200 | A042010020010003 | MOTOR HT-IND 11 KV<>BHEL<>10700 KW / RPM 1493 / HORI / CL F<>FRAME 1PF642<>MOTOR ASSY
201 | A042010030010003 | MOTOR HT-IND 11 KV<>BHEL<>1800 KW / RPM 746 / HORI / CL F<>FRAME ILA7906-8<>MOTOR ASSY
202 | A042010040010003 | MOTOR HT-IND 11 KV<>BHEL<>2200 KW / RPM 997 / HORI / CL F<>FRAME 1LA7906<>MOTOR ASSY
203 | A042010050010003 | MOTOR HT-IND 11 KV<>BHEL<>2400 KW / RPM 1487 / HORI / CL F<>FRAME 1RN7713<>MOTOR ASSY
204 | A042010060020014 | MOTOR HT-IND 11 KV<>BHEL<>2800 KW / RPM 990 / HORI / CL F<>FRAME IRN7717<>MOTOR ASSY
205 | A042010060010003 | MOTOR HT-IND 11 KV<>BHEL<>2800 KW / RPM 990 / HORI / CL F<>FRAME IRN7757<>MOTOR ASSY
206 | A108060050010001 | MOTOR HT-IND 6.6 KV<>CROMPTON GR<>315 KW / RPM 988 / VERT / INSUL CL F<>FRAME VTPC940<>MOTOR ASSY
207 | A108170190010001 | MOTOR HT-IND 6.6 KV<>AS PER IS SPECIFICATION<>200 KW / RPM 1480 / HORIZ / INSUL CL F<>D355-9B<>MOTOR ASSY
208 | A108170280010001 | MOTOR HT-IND 6.6 KV<>AS PER IS SPECIFICATION<>560 KW / RPM 1490 / HORI / CL F<>FRAME DC400F3<>MOTOR COMPLETE ASSY
209 | A108170460010013 | MOTOR HT-IND 6.6 KV<>AS PER IS SPECIFICATION<>2000 KW/496 RPM /VERT/INSUL CL F<>FRAME VTPC1700<>COMPLETE MOTOR ASSLY
210 | A108170480010001 | MOTOR HT-IND 6.6 KV<>AS PER IS SPECIFICATION<>280 KW / RPM 1490 / HORIZ / INSUL CL F<>FRAME DC355F3<>MOTOR COMPLETE ASSEMBLY 280KW
211 | A108010800010001 | MOTOR HT-IND 6.6 KV<>BHEL<>RATING: 1750 KW/RPM 1491/MOUNTING HORIZ<>FRAME SIZE:ILA-7802-4<>COMPLETE MOTOR ASSEMBLY
212 | A108010810010001 | MOTOR HT-IND 6.6 KV<>BHEL<>RATING: 700 KW/RPM 1485/MOUNTING HORIZON<>FRAME ILA-7634-4<>COMPLETE MOTOR ASSEMBLY
213 | A108010820010001 | MOTOR HT-IND 6.6 KV<>BHEL<>RATING:450 KW/RPM 987/MOUNTING HORIZONTA<>FRAME ILA-7636-6<>COMPLETE MOTOR ASSEMBLY
214 | A108170300010003 | MOTOR HT-IND 6.6 KV<>AS PER IS SPECIFICATION<>2400 KW / RPM 1486 / HORIZ / INSUL CL F<>FRAME IRN7712-4<>BHEL 2400 KW/RPM 1486/F IRN

## 14
LT MOTORS
APPROVED VENDORS :
1) BHARAT HEAVY ELECTRICALS LTD. (VID : 50226)
2) ABB LTD. (VID : 50023)
3) JYOTI LTD. (VID : 70243)
4) SIEMENS LTD. (VID : 52913)
5) MARATHON ELECTRIC MOTORS INDIA LTD. (VID : 53515)
6) CROMPTON GREAVES LTD. (VID : 50321)
7) KIRLOSKAR ELECTRICALS LTD. (VID : 56416)
8) BHARAT BIJLEE LTD. (VID : 50219)
9) HAVELLS INDIA LTD. (VID : 52565)
SN | ITEM CODE | ITEM DESCRIPTION
1 | A041010010010001 | MOTOR DC-220 V<>KIRLOSKAR<>13 KW / RPM 1500 / HORIZ / CL F<>FRAME DC225 / 28<>MOTOR ASSY
2 | A041010040010001 | MOTOR DC-220 V<>KIRLOSKAR<>26 KW / RPM 1800 / HORIZ / CL F<>FRAME TDC315 / 75<>MOTOR ASSY
3 | A041030100010001 | MOTOR DC 220V<>CROMPTON<>45KW/RPM 2900/HORIZ/CL F /FRAME AFS280S<>MOTOR ASSY
4 | A041030110010001 | MOTOR DC 220V<> CROMPTON<>18KW/RPM 1500/HORIZ /CLF/FRMAE AFS250S<>MOTOR ASSY
5 | A041030120010001 | MOTOR DC 220V<> CROMPTON<>5.5KW/RPM 2920/HORIZ /CLF/FRMAE AFS180M <>MOTOR ASSY
6 | A041030130010001 | MOTOR DC 220V<> CROMPTON<>9KW/RPM 2920/VERTI /CL F/FRMAE AUS100SPL<>MOTOR ASSY
7 | A041030150010001 | MOTOR DC-220 V<>CROMPTON<>RATING:5.5 KW/RPM 2900 /MOUNTING HORIZON<>FRAME SIZE :ASHC132L<>COMPLETE MOTOR ASSEMBLY
8 | A041030160010001 | MOTOR DC-220 V<>CROMPTON<>RATING: 9 KW/RPM 2900 /MOUNTING VERTICAL<>FRAME SIZE :AVS180SPL-S<>COMPLETE MOTOR ASSEMBLY
9 | A041080010010001 | MOTOR DC-220 V<>ANY REPUTED<>RATING 250 W<>FRAME RS 67<>MOTOR ASSY
10 | A041080040010001 | MOTOR DC-220 V<>ANY REPUTED<>60 KW/RPM 2900/VERT/INSUL CL F<>FRAME AUS 280M<>MOTOR ASSY
11 | A041080050010001 | MOTOR DC-220 V<>ANY REPUTED<>11 KW / RPM 2900 / HORIZ / CL F<>FRAME AFS225M<>MOTOR ASSY
12 | A045050070010001 | MOTOR 3PH SLIP RING<>KIRLOSKAR<>90 KW / RPM 984 / HORIZ / CL F<>FRAME IM 1001<>MOTOR ASSEMBLY
13 | A097150070030001 | GEARBOX<>POWER BUILD<>GEAR MOTOR<>72K-D-160M4<>COMPLETE GEARED MOTOR
14 | A109010010010015 | MOTOR LT-3PH SQ CAGE > 50 KW<>ABB<>355 KW / RPM 1487 / HORIZ / INSUL CL F<>FRAME M2BA 355 MLB4<>MOTOR ASSY
15 | A109010030010002 | MOTOR LT-3PH SQ CAGE > 50 KW<>ABB<>55 KW / RPM 1475 / VERT FLANGE MOUNT / F<>FRAME HY250MB4<>MOTOR ASSLY
16 | A109010070010005 | MOTOR LT-3PH SQ CAGE > 50 KW<>ABB<>90 KW / RPM 1475 / HORIZ / INSUL CL F<>FRAME HX+280SMC4<>MOTOR COMPLETE ASSY
17 | A109010080010004 | MOTOR LT-3PH SQ CAGE > 50 KW<>ABB<>90 KW / RPM 590 / VERT / INSUL CL F<>FRAME M2BA355SMA10<>MOTOR COMPLETE ASSEMBLY
18 | A109010090010001 | MOTOR LT-3PH SQ CAGE > 50 KW<>ABB<>140KW/1485RPM<>FRAME M2BA315MLA4K<>COMPLETE MOTOR ASSEMBLY
19 | A109010100020001 | MOTOR LT-3PH SQ CAGE > 50 KW<>ABB<>160KW/1485RPM<>FRAME M2BAF315MLA4<>COMPLETE MOTOR ASSEMBLY
20 | A109010110010001 | MOTOR LT-3PH SQ CAGE < 50 KW<>ABB<>55KW,98.5AMP,1475RPM<>FRAME HX+250MB4<>COMPLETE MOTOR ASSEMBLY
21 | A109010120010001 | MOTOR LT-3PH SQ CAGE > 50 KW<>ABB<>55KW/1477RPM<>FRAME M2BAX250SMA4 IMB3/IM1001<>COMPLETE MOTOR ASSEMBLY
22 | A109010130010001 | MOTOR LT-3PH SQ CAGE > 50 KW<>ABB<>75KW/1475RPM/VERTIC<>EHXF280SMB4<>COMPLETE MOTOR ASSEMBLY
23 | A109010140010001 | MOTOR LT-3PH SQ CAGE > 50 KW<>ABB<>90KW/1475RPM<>FRAME EHX280SMC4<>COMPLETE MOTOR ASSEMBLY
24 | A109010160010001 | MOTOR LT-3PH SQ CAGE > 50 KW<>ABB<>RATING: 110 KW/RPM 740 /MOUNTING HORIZO<>FRAME SIZE : M2QA315L8B<>COMPLETE MOTOR ASSEMBLY
25 | A109010180010002 | MOTOR LT-3PH SQ CAGE > 50 KW<>ABB<>RATING: 125 KW/RPM 1485 /MOUNTING VERTIC<>FRAME SIZE : M2BAF315SMB4K<>COMPLETE MOTOR ASSEMBLY
26 | A109020010010015 | MOTOR LT-3PH SQ CAGE > 50 KW<>ALSTOM<>110 KW / RPM 740 / HORIZ / INSUL CL F<>FRAME D 315 LB<>MOTOR ASSY
27 | A109020020010015 | MOTOR LT-3PH SQ CAGE > 50 KW<>ALSTOM<>160 KW / RPM 1485 / HORIZ / INSUL CL F<>FRAME D 315 L<>MOTOR ASSY
28 | A109020060010015 | MOTOR LT-3PH SQ CAGE > 50 KW<>ALSTOM<>110 KW / RPM 1484 / VERT / INSUL CL F<>FRAME DV 315 S<>MOTOR ASSY
29 | A109020070010015 | MOTOR LT-3PH SQ CAGE > 50 KW<>ALSTOM<>55 KW / RPM 1470 / VERT / INSUL CL F<>FRAME BV 250 M<>MOTOR ASSY
30 | A109050030010001 | MOTOR LT-3PH SQ CAGE > 50 KW<>BHARAT BIJLEE<>132 KW / RPM 1485 / VERT / INSUL CL F<>FRAME MH31M433<>MOTOR ASSY
31 | A109050070010001 | MOTOR LT-3PH SQ CAGE > 50 KW<>BHARAT BIJLEE<>55KW/1475RPM/HORIZ<>FRAME 250M<>COMPLETE MOTOR ASSEMBLY
32 | A109060010010015 | MOTOR LT-3PH SQ CAGE > 50 KW<>CROMPTON GR<>125 KW / RPM 1486 / HORIZ / INSUL CL B<>FRAME D 315 S<>MOTOR ASSY
33 | A109060020010015 | MOTOR LT-3PH SQ CAGE > 50 KW<>CROMPTON GR<>127 KW / RPM 1486 / HORIZ / INSUL CL B<>FRAME D 315 S<>MOTOR ASSY
34 | A109060030010015 | MOTOR LT-3PH SQ CAGE > 50 KW<>CROMPTON GR<>75 KW / RPM 1460 / HORIZ / INSUL CL B<>FRAME D 280 MD<>MOTOR ASSY
35 | A109060040010015 | MOTOR LT-3PH SQ CAGE > 50 KW<>CROMPTON GR<>82 KW / RPM 1475 / HORIZ / INSUL CL B<>FRAME D 280 MD<>MOTOR ASSY
36 | A109060050010015 | MOTOR LT-3PH SQ CAGE > 50 KW<>CROMPTON GR<>90 KW / RPM 1485 / HORIZ / INSUL CL B<>FRAME D 280 M<>MOTOR ASSY
37 | A109060070010015 | MOTOR LT-3PH SQ CAGE > 50 KW<>CROMPTON GR<>120 KW / RPM 2965 / HORIZ / INSUL CL F<>FRAME ND 315 M<>MOTOR ASSY
38 | A109060080010015 | MOTOR LT-3PH SQ CAGE > 50 KW<>CROMPTON GR<>131 KW / RPM 985 / HORIZ / INSUL CL F<>FRAME D 315 LH<>MOTOR ASSY
39 | A109060090010015 | MOTOR LT-3PH SQ CAGE > 50 KW<>CROMPTON GR<>135 KW / RPM 980 / HORIZ / INSUL CL F<>FRAME D 135 L<>MOTOR ASSY
40 | A109060100010015 | MOTOR LT-3PH SQ CAGE > 50 KW<>CROMPTON GR<>160 KW / RPM 590 / HORIZ / INSUL CL F<>FRAME ND 355 LX<>MOTOR ASSY
41 | A109060110010015 | MOTOR LT-3PH SQ CAGE > 50 KW<>CROMPTON GR<>75 KW / RPM 1480 / HORIZ / INSUL CL F<>FRAME D 28 CS<>MOTOR ASSY
42 | A109060110020015 | MOTOR LT-3PH SQ CAGE > 50 KW<>CROMPTON GR<>75 KW / RPM 1480 / HORIZ / INSUL CL F<>FRAME ND 280 S<>MOTOR ASSY
43 | A109060110030015 | MOTOR LT-3PH SQ CAGE > 50 KW<>CROMPTON GR<>75 KW / RPM 1480 / HORIZ / INSUL CL F<>FRAME O 2805<>MOTOR ASSY
44 | A109060120010015 | MOTOR LT-3PH SQ CAGE > 50 KW<>CROMPTON GR<>90 KW / RPM 1480 / HORIZ / INSUL CL F<>FRAME 280 D<>MOTOR ASSY
45 | A109060130010015 | MOTOR LT-3PH SQ CAGE > 50 KW<>CROMPTON GR<>93 KW / RPM 1480 / HORIZ / INSUL CL F<>FRAME ADV 60358<>MOTOR ASSY
46 | A109060140010015 | MOTOR LT-3PH SQ CAGE > 50 KW<>CROMPTON GR<>94 KW / RPM 1486 / HORIZ / INSUL CL F<>FRAME BS 2613-70<>MOTOR ASSY
47 | A109060150010015 | MOTOR LT-3PH SQ CAGE > 50 KW<>CROMPTON GR<>90 KW / RPM 2970 / VERT / INSUL CL F<>FRAME ND 280 M<>MOTOR ASSY
48 | A109060160010001 | MOTOR LT-3PH SQ CAGE > 50 KW<>CROMPTON GR<>110 KW / RPM 1475 / HORIZ / INSUL CL F<>FRAME D 315S<>MOTOR COMPLETE
49 | A109060170010001 | MOTOR LT-3PH SQ CAGE > 50 KW<>CROMPTON GR<>200 KW / RPM 1480 / / INSUL CL F<>FRAME ND 315 LX<>MOTOR ASSY
50 | A109060180010001 | MOTOR LT-3PH SQ CAGE > 50 KW<>CROMPTON GR<>132 KW / RPM 1480 / HORIZ / INSUL CL F<>FRAME ND 315 M<>MOTOR ASSY
51 | A109060230010001 | MOTOR LT-3PH SQ CAGE > 50 KW<>CROMPTON GR<>60 KW / RPM 2955 / VERTICAL / CL F<>FRAME ND250M<>MOTOR ASSY
52 | A109060240010001 | MOTOR LT-3PH SQ CAGE > 50 KW<>CROMPTON GR<>55 KW / RPM 1475 / HORIZ / INSUL CL F<>FRAME ND 250M<>MOTOR COMPLETE ASSY
53 | A109060250010005 | MOTOR LT-3PH SQ CAGE > 50 KW<>CROMPTON GR<>112 KW / RPM 1485 / HORIZ / INSUL CL F<>FRAME ND 315S<>MOTOR COMPLETE ASSY
54 | A109060260010005 | MOTOR LT-3PH SQ CAGE > 50 KW<>CROMPTON GR<>160 KW / RPM 1490 / HORIZ / INSUL CL F<>FRAME ND 315LX<>MOTOR COMPLETE ASSY
55 | A109060270010001 | MOTOR LT-3PH SQ CAGE > 50 KW<>CROMPTON GR<>55 KW / RPM 1440 / HORIZ / INSUL CL B<>FRAME ND 250MX<>MOTOR COMPLETE ASSY
56 | A109060280010001 | MOTOR LT-3PH SQ CAGE > 50 KW<>CROMPTON GR<>93 KW / RPM 1440 / HORIZ / INSUL CL B<>FRAME ND280M<>MOTOR ASSY
57 | A109060320010001 | MOTOR LT-3PH SQ CAGE > 50 KW<>CROMPTON GR<>160KW/2980RPM<>FRAME 6315 C4<>COMPLETE MOTOR ASSEMBLY
58 | A109060330010001 | MOTOR LT-3PH SQ CAGE > 50 KW<>CROMPTON GR<>75KW/1485RPM<>FRAME E280 M<>COMPLETE MOTOR ASSEMBLY
59 | A109070030010015 | MOTOR LT-3PH SQ CAGE > 50 KW<>JYOTI<>100 KW / RPM 974 / HORIZ / INSUL CL F<>FRAME 9309 M<>MOTOR ASSY
60 | A109070080010001 | MOTOR LT-3PH SQ CAGE > 50 KW<>JYOTI<>67 KW / RPM 1480 / HORIZ / INSUL CL F<>FRAME CTF280<>MOTOR ASSY
61 | A109080010010015 | MOTOR LT-3PH SQ CAGE > 50 KW<>KIRLOSKAR<>125 KW / RPM 1483 / HORIZ / INSUL CL B<>FRAME LD 313 M<>MOTOR ASSY
62 | A109080030010015 | MOTOR LT-3PH SQ CAGE > 50 KW<>KIRLOSKAR<>82 KW / RPM 1485 / HORIZ / INSUL CL B<>FRAME LD 280<>MOTOR ASSY
63 | A109080040010015 | MOTOR LT-3PH SQ CAGE > 50 KW<>KIRLOSKAR<>90 KW / RPM 1490 / HORIZ / INSUL CL B<>FRAME LD 280<>MOTOR ASSY
64 | A109080050010015 | MOTOR LT-3PH SQ CAGE > 50 KW<>KIRLOSKAR<>93 KW / RPM 1490 / HORIZ / INSUL CL B<>FRAME LD 280<>MOTOR ASSY
65 | A109080060010015 | MOTOR LT-3PH SQ CAGE > 50 KW<>KIRLOSKAR<>93 KW / RPM 2480 / HORIZ / INSUL CL B<>FRAME LD 280<>MOTOR ASSY
66 | A109080070010015 | MOTOR LT-3PH SQ CAGE > 50 KW<>KIRLOSKAR<>105 KW / RPM 1485 / HORIZ / INSUL CL F<>FRAME LD 315 S<>MOTOR ASSY
67 | A109080080010015 | MOTOR LT-3PH SQ CAGE > 50 KW<>KIRLOSKAR<>135 KW / RPM 1485 / HORIZ / INSUL CL F<>FRAME LD 315 L<>MOTOR ASSY
68 | A109080090010015 | MOTOR LT-3PH SQ CAGE > 50 KW<>KIRLOSKAR<>160 KW / RPM 1485 / HORIZ / INSUL CL F<>FRAME LB 315 LMKN<>MOTOR ASSY
69 | A109080100010015 | MOTOR LT-3PH SQ CAGE > 50 KW<>KIRLOSKAR<>55 KW / RPM 1480 / HORIZ / INSUL CL F<>FRAME LD 250 MK 11<>MOTOR ASSY
70 | A109080100020001 | MOTOR LT-3PH SQ CAGE > 50 KW<>KIRLOSKAR<>55 KW / RPM 1480 / HORIZ / INSUL CL F<>FRAME SC250 M<>MOTOR ASSY
71 | A109080100030001 | MOTOR LT-3PH SQ CAGE > 50 KW<>KIRLOSKAR<>55 KW / RPM 1480 / HORIZ / INSUL CL F<>FRAME SC250M<>ENRGY EFFICIENT MOTOR ASSY
72 | A109080110010015 | MOTOR LT-3PH SQ CAGE > 50 KW<>KIRLOSKAR<>55 KW / RPM 2933 / HORIZ / INSUL CL F<>FRAME SC 250 M<>MOTOR ASSY
73 | A109080120010015 | MOTOR LT-3PH SQ CAGE > 50 KW<>KIRLOSKAR<>75 KW / RPM 2970 / HORIZ / INSUL CL F<>FRAME LD 28 SMK-11<>MOTOR ASSY
74 | A109080130010015 | MOTOR LT-3PH SQ CAGE > 50 KW<>KIRLOSKAR<>75 KW / RPM 1482 / HORIZ / INSUL CL F<>FRAME SC 280 S<>MOTOR ASSY
75 | A109080140010015 | MOTOR LT-3PH SQ CAGE > 50 KW<>KIRLOSKAR<>80 KW / RPM 1490 / HORIZ / INSUL CL F<>FRAME LD 315 S<>MOTOR ASSY
76 | A109080150010015 | MOTOR LT-3PH SQ CAGE > 50 KW<>KIRLOSKAR<>90 KW / RPM 2980 / HORIZ / INSUL CL F<>FRAME AMW 280 S2 H1<>MOTOR ASSY
77 | A109080150020001 | MOTOR LT-3PH SQ CAGE > 50 KW<>KIRLOSKAR<>90 KW / RPM 2980 / HORIZ / INSUL CL F<>FRAME LD 315 S MARK 2<>MOTOR ASSY
78 | A109080160010015 | MOTOR LT-3PH SQ CAGE > 50 KW<>KIRLOSKAR<>90 KW / RPM 1465 / HORIZ / INSUL CL F<>FRAME LD 280 M<>MOTOR ASSY
79 | A109080170010015 | MOTOR LT-3PH SQ CAGE > 50 KW<>KIRLOSKAR<>90 KW / RPM 1440 / HORIZ / INSUL CL F<>FRAME LD 315<>MOTOR ASSY
80 | A109080180010015 | MOTOR LT-3PH SQ CAGE > 50 KW<>KIRLOSKAR<>90 KW / RPM 1480 / HORIZ / INSUL CL F<>FRAME LD 315 S<>MOTOR ASSY
81 | A109080190010015 | MOTOR LT-3PH SQ CAGE > 50 KW<>KIRLOSKAR<>93 KW / RPM 1480 / HORIZ / INSUL CL F<>FRAME LD 315 S<>MOTOR ASSY
82 | A109080200010015 | MOTOR LT-3PH SQ CAGE > 50 KW<>KIRLOSKAR<>93 KW / RPM 1468 / HORIZ / INSUL CL F<>FRAME NVCK 11<>MOTOR ASSY
83 | A109080210010015 | MOTOR LT-3PH SQ CAGE > 50 KW<>KIRLOSKAR<>82 KW / RPM 937 / VERT / INSUL CL B<>FRAME KIVD 35524<>MOTOR ASSY
84 | A109080220010015 | MOTOR LT-3PH SQ CAGE > 50 KW<>KIRLOSKAR<>125 KW / RPM 1450 / VERT / INSUL CL F<>FRAME BVD 315 MMK<>MOTOR ASSY
85 | A109080230010015 | MOTOR LT-3PH SQ CAGE > 50 KW<>KIRLOSKAR<>55 KW / RPM 1478 / VERT / INSUL CL F<>FRAME VSC 95 D<>MOTOR ASSY
86 | A109080240010015 | MOTOR LT-3PH SQ CAGE > 50 KW<>KIRLOSKAR<>90 KW / RPM 740 / VERT / INSUL CL F<>FRAME BVD 315 LMK 11<>MOTOR ASSY
87 | A109080270010001 | MOTOR LT-3PH SQ CAGE > 50 KW<>KIRLOSKAR<>150 KW / RPM 1500 / HORIZ / INSUL CL F<>FRAME ND 315 M<>MOTOR ASSY
88 | A109080330010001 | MOTOR LT-3PH SQ CAGE > 50 KW<>KIRLOSKAR<>ZZZ 0.37 KW / RPM 1430 / HORIZ / INSUL CL B<>FRAME BKH112<>MOTOR
89 | A109080390010001 | MOTOR LT-3PH SQ CAGE > 50 KW<>KIRLOSKAR<>132 KW / RPM 1485 / VERT / INSUL CL F<>FRAME LD 315 L<>MOTOR ASSY
90 | A109080400010001 | MOTOR LT-3PH SQ CAGE > 50 KW<>KIRLOSKAR<>110 KW / RPM 1475 / HORIZ / INSL CL F<>FRAME SC315S<>MOTOR ASSY
91 | A109080410010001 | MOTOR LT-3PH SQ CAGE > 50 KW<>KIRLOSKAR<>60 KW / RPM 1480 / HORIZ / INSUL CL F<>FRAME SC250M<>MOTOR ASSY
92 | A109080410010002 | MOTOR LT-3PH SQ CAGE > 50 KW<>KIRLOSKAR<>60 KW / RPM 1480 / HORIZ / INSUL CL F<>FRAME SC250M<>ENERGY EFFICIENT MOTOR ASSY
93 | A109080420010001 | MOTOR LT-3PH SQ CAGE > 50 KW<>KIRLOSKAR<>75 KW / RPM 1470 / HORIZ / INSUL CL F<>FRAME SC280M<>MOTOR ASSY
94 | A109080420010002 | MOTOR LT-3PH SQ CAGE > 50 KW<>KIRLOSKAR<>75 KW / RPM 1470 / HORIZ / INSUL CL F<>FRAME SC280M<>ENERGY EFFICIENT MOTOR ASSY
95 | A109080430010001 | MOTOR LT-3PH SQ CAGE > 50 KW<>KIRLOSKAR<>78 KW / RPM 1480 / HORIZ / INSUL CL F<>FRAME SC280S<>MOTOR ASSY
96 | A109080430010002 | MOTOR LT-3PH SQ CAGE > 50 KW<>KIRLOSKAR<>78 KW / RPM 1480 / HORIZ / INSUL CL F<>FRAME SC280S<>ENERGY EFFICIENT MOTOR ASSY
97 | A109080440010001 | MOTOR LT-3PH SQ CAGE > 50 KW<>KIRLOSKAR<>90 KW / RPM 1470 / HORIZ / INSUL CL F<>FRAME SC280M<>MOTOR ASSY
98 | A109080450010001 | MOTOR LT-3PH SQ CAGE > 50 KW<>KIRLOSKAR<>110 KW / RPM 1480 / HORIZ / INSUL CL F<>FRAME SC280M<>ENERGY EFFICIENT MOTOR ASSY
99 | A109080460010001 | MOTOR LT-3PH SQ CAGE > 50 KW<>KIRLOSKAR<>125 KW / RPM 1450 / HORIZ / INSUL CL F<>FRAME SC315S<>ENERGY EFFICIENT MOTOR ASSY
100 | A109080470010001 | MOTOR LT-3PH SQ CAGE > 50 KW<>KIRLOSKAR<>110 KW / RPM 1485 / FLANGE / INSUL CL F<>FRAME KI315S<>MOTOR ASSY
101 | A109100010010015 | MOTOR LT-3PH SQ CAGE > 50 KW<>SIEMENS<>135 KW / RPM 1490 / HORIZ / INSUL CL B<>FRAME ILA 2245-4<>MOTOR ASSY
102 | A109100020010015 | MOTOR LT-3PH SQ CAGE > 50 KW<>SIEMENS<>75 KW / RPM 1480 / HORIZ / INSUL CL B<>FRAME 280 S<>MOTOR ASSY
103 | A109100020020015 | MOTOR LT-3PH SQ CAGE > 50 KW<>SIEMENS<>75 KW / RPM 1480 / HORIZ / INSUL CL B<>FRAME ILA 202-4<>MOTOR ASSY
104 | A109100030010015 | MOTOR LT-3PH SQ CAGE > 50 KW<>SIEMENS<>90 KW / RPM 1480 / HORIZ / INSUL CL F<>FRAME 280 M<>MOTOR ASSY
105 | A109100030020001 | MOTOR LT-3PH SQ CAGE > 50 KW<>SIEMENS<>90 KW / RPM 1480 / HORIZ / INSUL CL F<>FRAME 315 S<>MOTOR COMPLETE ASSEMBLY
106 | A109100040010015 | MOTOR LT-3PH SQ CAGE > 50 KW<>SIEMENS<>101 KW / RPM 1485 / HORIZ / INSUL CL F<>FRAME 1 LA 2224-4<>MOTOR ASSY
107 | A109100040020015 | MOTOR LT-3PH SQ CAGE > 50 KW<>SIEMENS<>101 KW / RPM 1485 / HORIZ / INSUL CL F<>FRAME 1 LA 6310<>MOTOR ASSY
108 | A109100050010015 | MOTOR LT-3PH SQ CAGE > 50 KW<>SIEMENS<>132 KW / RPM 1485 / HORIZ / INSUL CL F<>FRAME 1 LA2-227-4<>MOTOR ASSY
109 | A109100050020001 | MOTOR LT-3PH SQ CAGE > 50 KW<>SIEMENS<>132 KW / RPM 1485 / HORIZ / INSUL CL F<>FRAME 315<>MOTOR ASSY
110 | A109100060010001 | MOTOR LT-3PH SQ CAGE > 50 KW<>SIEMENS<>55 KW / RPM 980 / HORIZ / INSUL CL F<>FRAME 1 LA2-207-6<>MOTOR ASSY
111 | A109100070010015 | MOTOR LT-3PH SQ CAGE > 50 KW<>SIEMENS<>57.5 KW / RPM 1480 / HORIZ / INSUL CL F<>FRAME 1 LA2-204-4<>MOTOR ASSY
112 | A109100080010015 | MOTOR LT-3PH SQ CAGE > 50 KW<>SIEMENS<>65 KW / RPM 980 / HORIZ / INSUL CL F<>FRAME 1 LA2-224-6<>MOTOR ASSY
113 | A109100090010015 | MOTOR LT-3PH SQ CAGE > 50 KW<>SIEMENS<>71.5 KW / RPM 1480 / HORIZ / INSUL CL F<>FRAME 1 LA2-206-4<>MOTOR ASSY
114 | A109100100010015 | MOTOR LT-3PH SQ CAGE > 50 KW<>SIEMENS<>75 KW / RPM 735 / HORIZ / INSUL CL F<>FRAME 1 LA2-242-8<>MOTOR ASSY
115 | A109100110010015 | MOTOR LT-3PH SQ CAGE > 50 KW<>SIEMENS<>75 KW / RPM 1480 / HORIZ / INSUL CL F<>FRAME 1LA 2202-4<>MOTOR ASSY
116 | A109100110020001 | MOTOR LT-3PH SQ CAGE > 50 KW<>SIEMENS<>75 KW / RPM 1480 / HORIZ / INSUL CL F<>FRAME 280 S<>MOTOR ASSY
117 | A109100110030015 | MOTOR LT-3PH SQ CAGE > 50 KW<>SIEMENS<>75 KW / RPM 1480 / HORIZ / INSUL CL F<>FRAME SC 280 M<>MOTOR ASSY
118 | A109100120010015 | MOTOR LT-3PH SQ CAGE > 50 KW<>SIEMENS<>80 KW / RPM 985 / HORIZ / INSUL CL F<>FRAME 1 LA2-226-6<>MOTOR ASSY
119 | A109100130010015 | MOTOR LT-3PH SQ CAGE > 50 KW<>SIEMENS<>90 KW / RPM 1485 / HORIZ / INSUL CL F<>FRAME 1 LA 0284 / 4YA-70.280 M<>MOTOR ASSY
120 | A109100130020015 | MOTOR LT-3PH SQ CAGE > 50 KW<>SIEMENS<>90 KW / RPM 1485 / HORIZ / INSUL CL F<>FRAME 1 LA2-174-4<>MOTOR ASSY
121 | A109100130030015 | MOTOR LT-3PH SQ CAGE > 50 KW<>SIEMENS<>90 KW / RPM 1485 / HORIZ / INSUL CL F<>FRAME 2 LA2-206-4<>MOTOR ASSY
122 | A109100130040015 | MOTOR LT-3PH SQ CAGE > 50 KW<>SIEMENS<>90 KW / RPM 1485 / HORIZ / INSUL CL F<>FRAME AMW 280 M4 H4<>MOTOR ASSY
123 | A109100130050001 | MOTOR LT-3PH SQ CAGE > 50 KW<>SIEMENS<>90 KW / RPM 1485 / HORIZ / INSUL CL F<>FRAME 1 LA2-224-4<>MOTOR ASSY
124 | A109100150010015 | MOTOR LT-3PH SQ CAGE > 50 KW<>SIEMENS<>110 KW / RPM 1480 / VERT / INSUL CL F<>FRAME 1 LA 6313<>MOTOR ASSY
125 | A109100160010015 | MOTOR LT-3PH SQ CAGE > 50 KW<>SIEMENS<>120 KW / RPM 1385 / VERT / INSUL CL F<>FRAME ILA 2227-4<>MOTOR ASSY
126 | A109100170010015 | MOTOR LT-3PH SQ CAGE > 50 KW<>SIEMENS<>66 KW / RPM 2970 / VERT / INSUL CL F<>FRAME OR 2024-2<>MOTOR ASSY
127 | A109100200010001 | MOTOR LT-3PH SQ CAGE > 50 KW<>SIEMENS<>200 KW / RPM 1485 / FOOT / S1<>FRAME 315L<>MOTOR ASSY
128 | A109100210010001 | MOTOR LT-3PH SQ CAGE > 50 KW<>SIEMENS<>55 KW / RPM 1450 / HORIZ / INSUL CL F<>FRAME LE 250 M<>MOTOR ASSY
129 | A109100220010001 | MOTOR LT-3PH SQ CAGE > 50 KW<>SIEMENS<>132 KW / RPM 1500 / VERT / INSUL CL F<>FRAME 315M<>MOTOR ASSY
130 | A109100230010029 | MOTOR LT-3PH SQ CAGE > 50 KW<>SIEMENS<>110 KW / RPM 1480 / FOOT / INSUL CL F<>FRAME 315M<>COMPLETE MOTOR ASSY 50HZ DUTY S1, TEFC STD
131 | A109100290010001 | MOTOR LT-3PH SQ CAGE > 50 KW<>SIEMENS<>120 KW / RPM 2982 / HORIZ / INSUL CL F<>FRAME 315M<>COMPLETE MOTOR ASSY
132 | A109100340010001 | MOTOR LT-3PH SQ CAGE > 50 KW<>SIEMENS<>50 KW / RPM 1472 / HORIZ / INSUL CL F<>FRAME SC250M<>MOTOR ASSY
133 | A109100350010001 | MOTOR LT-3PH SQ CAGE > 50 KW<>SIEMENS<>60 KW / RPM 1473 / HORIZ / INSUL CL F<>FRAME SC250M<>MOTOR ASSY
134 | A109100400010001 | MOTOR LT-3PH SQ CAGE > 50 KW<>SIEMENS<>110 KW / RPM 1488 / VERT / INSUL CL F<>FRAME 1LG4 310 4AA61-Z 315S<>MOTOR ASSY
135 | A109100400020001 | MOTOR LT-3PH SQ CAGE > 50 KW<>SIEMENS<>110 KW / RPM 1488 / VERT / INSUL CL F<>FRAME 315S<>MOTOR ASSY
136 | A109100420010001 | MOTOR LT-3PH SQ CAGE > 50 KW<>SIEMENS<>132 KW / RPM 2850 / VERT / INSUL CL F<>FRAME 1LA0314-4YA81 / 315M<>MOTOR ASSY
137 | A109100420020001 | MOTOR LT-3PH SQ CAGE > 50 KW<>SIEMENS<>132 KW / RPM 2850 / VERT / INSUL CL F<>FRAME 1SEO314-4YA81 / 315M<>MOTOR ASSY
138 | A109100430010001 | MOTOR LT-3PH SQ CAGE > 50 KW<>SIEMENS<>125 KW / RPM 1500 / VERT / INSUL CL F<>FRAME 315M<>MOTOR ASSY
139 | A109100440010001 | MOTOR LT-3PH SQ CAGE > 50 KW<>SIEMENS<>110 KW / RPM 1500 / FLANGE / INSUL CL F<>FRAME 315S<>MOTOR ASSY
140 | A109100450010001 | MOTOR LT-3PH SQ CAGE > 50 KW<>SIEMENS<>132 KW / RPM 1500 / FOOT / INSUL CL F<>FRAME 315M<>MOTOR ASSY
141 | A109100460010001 | MOTOR LT-3PH SQ CAGE > 50 KW<>SIEMENS<>55 KW / RPM 2970 / HORIZ / INSUL CL F<>FRAME 250M<>MOTOR ASSY
142 | A109100470010001 | MOTOR LT-3PH SQ CAGE > 50 KW<>SIEMENS<>90 KW / RPM 1500 / FLANGE / INSUL CL F<>FRAME 280 M<>MOTOR ASSY
143 | A109120010010001 | MOTOR LT-3PH SQ CAGE > 50 KW<>AS PER IS<>90 KW / RPM 2900 / HORIZ / INSUL CL F<>FRAME MJUG315 S2<>MOTOR ASSY
144 | A109120010020001 | MOTOR LT-3PH SQ CAGE > 50 KW<>AS PER IS<>90 KW / RPM 2900 / HORIZ / INSUL CL F<>FRAME LD315MK11<>MOTOR ASSY
145 | A109120020010001 | MOTOR LT-3PH SQ CAGE > 50 KW<>AS PER IS<>160 KW / RPM 1480 / HORIZ / INSUL CL F<>FRAME 315 L<>MOTOR ASSY
146 | A109120030010001 | MOTOR LT-3PH SQ CAGE > 50 KW<>AS PER IS<>110 KW / RPM 1480 / HORIZ / INSUL CL F<>FRAME 315 M<>MOTOR ASSY
147 | A109120040010001 | MOTOR LT-3PH SQ CAGE > 50 KW<>AS PER IS<>75 KW / RPM 1480 / HORIZ / INSUL CL F<>FRAME 280 M<>MOTOR ASSY
148 | A109120040020001 | MOTOR LT-3PH SQ CAGE > 50 KW<>AS PER IS<>75 KW / RPM 1480 / HORIZ / INSUL CL F<>FRAME 280 S<>MOTOR ASSY
149 | A109120040030001 | MOTOR LT-3PH SQ CAGE > 50 KW<>AS PER IS<>75 KW / RPM 1480 / HORIZ / INSUL CL F<>FRAME LE280 S<>MOTOR ASSY
150 | A109120050010001 | MOTOR LT-3PH SQ CAGE > 50 KW<>AS PER IS<>160 KW / RPM 1488 / HORIZ / INSUL CL F<>FRAME LD 315 LMK-II<>MOTOR ASSY - ENCLOSURE IP-55 DUTY S-1 415 DELTA
151 | A109120070010001 | MOTOR LT-3PH SQ CAGE > 50 KW<>AS PER IS<>90 KW / RPM 1485 / HORIZ / INSUL CL F<>FRAME 280 M OR ITS EQUIVALENT<>MOTOR ASSY
152 | A109120080010001 | MOTOR LT-3PH SQ CAGE > 50 KW<>AS PER IS<>75 KW / RPM 1475 / HORIZ / INSUL CL F<>FRAME 250 M<>MOTOR ASSY
153 | A109120090010001 | MOTOR LT-3PH SQ CAGE > 50 KW<>AS PER IS<>110 KW / RPM 2900 / HORIZ / INSUL CL F<>FRAME 315 M<>MOTOR ASSY
154 | A109120140010001 | MOTOR LT-3PH SQ CAGE > 50 KW<>AS PER IS<>90 KW / RPM 1480 / HORIZ / INSUL CL F<>FRAME 280M<>MOTOR ASSY
155 | A109120160010001 | MOTOR LT-3PH SQ CAGE > 50 KW<>AS PER IS<>140 KW / RPM 1470 / HORIZ / INSUL CL F<>FRAME D315 L<>MOTOR ASSY
156 | A109120190010001 | MOTOR LT-3PH SQ CAGE > 50 KW<>AS PER IS<>125 KW / RPM 1480 / HORIZ / INSUL CL F<>FRAME D315 M<>MOTOR ASSY
157 | A109120200010001 | MOTOR LT-3PH SQ CAGE > 50 KW<>AS PER IS<>75 KW/RPM 2950/HORIZ/INSUL CL F<>FRAME 280S<>COMPLETE MOTOR ASSEMBLY
158 | A109120210010001 | MOTOR LT-3PH SQ CAGE > 50 KW<>AS PER IS<>140 KW / RPM 1485 / VERT / INSUL CL H<>FRAME DV315 M<>MOTOR ASSY
159 | A109120220010001 | MOTOR LT-3PH SQ CAGE > 50 KW<>AS PER IS<>140 KW / RPM 1470 / VERTCL / INSUL CL F<>FRAME D315L<> MOTOR COMPLETE ASSEMBLY
160 | A109120240010001 | MOTOR LT-3PH SQ CAGE > 50 KW<>AS PER IS<>90KW/RPM 1475/HORIZ/INSUL CL F<>FRAME: SE280M<>MOTOR COMPLETE ASSEMBLY
161 | A109120350010001 | MOTOR LT-3PH SQ CAGE > 50 KW<>AS PER IS<>75KW/1485RPM/<>FRAME 280S<>COMPLETE MOTOR ASSEMBLY
162 | A109120460010001 | MOTOR LT-3PH SQ CAGE >50 KW<>AS PER IS <>110KW/RPM740/HORIZ/INSUL CLF<>FRAME W21-355M/L-03>MOTOR ASSY
163 | A109120470010001 | MOTOR LT-3PH SQ CAGE > 50 KW<>AS PER IS<>90 KW / RPM 1480 / VER / INSUL CL F<>FRAME KV280M<>MOTOR ASSY
164 | A109130020010013 | MOTOR LT-3PH SQ CAGE > 50 KW<>NGEF<>54.5 KW / RPM 1445 / HORIZ / INSUL CL F<>FRAME 132 M<>MOTOR ASSY
165 | A109130020020013 | MOTOR LT-3PH SQ CAGE > 50 KW<>NGEF<>54.5 KW / RPM 1445 / HORIZ / INSUL CL F<>FRAME 132 S<>MOTOR ASSY
166 | A109130030010013 | MOTOR LT-3PH SQ CAGE > 50 KW<>NGEF<>90 KW / RPM 1485 / HORIZ / INSUL CL F<>FRAME 280 MF<>MOTOR ASSY
167 | A109160010010001 | MOTOR LT-3PH SQ CAGE > 50 KW<>MARATHON<>160 KW / RPM 1485 / HORIZ / INSUL CL F<>FRAME D315M<>MOTOR ASSY
168 | A109160020010003 | MOTOR LT-3PH SQ CAGE > 50 KW<>MARATHON<>250 KW / RPM 1482 / HORIZ / INSUL CL F<>FRAME D355 9B<>MOTOR ASSY
169 | A109160030010003 | MOTOR LT-3PH SQ CAGE > 50 KW<>MARATHON<>335 KW / RPM 1488 / HORIZ / INSUL CL F<>FRAME DC 355F3<>MOTOR ASSY
170 | A109160040010002 | MOTOR LT-3PH SQ CAGE > 50 KW<>MARATHON<>75 KW / RPM 1480 / HORIZ / INSUL CL F<>FRAME D280S<>MOTOR ASSY
171 | A109160050010002 | MOTOR LT-3PH SQ CAGE > 50 KW<>MARATHON<>110 KW / RPM 985 / HORIZ / INSUL CL F<>FRAME DC-355-F3<>MOTOR COMPLETE ASSY
172 | A109160050020002 | MOTOR LT-3PH SQ CAGE > 50 KW<>MARATHON<>110 KW / RPM 985 / HORIZ / INSUL CL F<>FRAME D 315 M<>MOTOR COMPLETE ASSY
173 | A109160060010002 | MOTOR LT-3PH SQ CAGE > 50 KW<>MARATHON<>90 KW / RPM 1480 / HORIZ / INSUL CL F<>FRAME DC-355-F3<>MOTOR COMPLETE ASSY
174 | A109160060020002 | MOTOR LT-3PH SQ CAGE > 50 KW<>MARATHON<>90 KW / RPM 1480 / HORIZ / INSUL CL F<>FRAME K 280 M<>MOTOR COMPLETE ASSY
175 | A109160230010001 | MOTOR LT-3PH SQ CAGE > 50 KW<>MARATHON<>1120 KW / RPM 1489 / HORIZ / INSUL CL F<>FRAME FDC450U1120<>MOTOR ASSY
176 | A109160260010001 | MOTOR LT-3PH SQ CAGE > 50KW<>MARATHON<>125KW/ RPM1485/HORIZ/INSUL CLF<>FRAME-SE315M<>MOTOR ASSY
177 | A109160280010001 | MOTOR LT-3PH SQ CAGE > 50 KW<>MARATHON<>RATING:160 KW/RPM 1485 /MOUNTING HORIZO<>FRAME SIZE : D315L<>COMPLETE MOTOR ASSEMBLY
178 | A109170010010001 | MOTOR LT-3PH SQ CAGE > 50 KW<>BEIJING BJ<>110 KW / RPM 494 / HORIZ / INSUL CL B<>FRAME Y 355 L1-12<>MOTOR COMPLETE
179 | A109190010010001 | MOTOR LT-3PH SQ CAGE > 50 KW<>MAKE: AS PER IS<>140KW/RPM 1470/VERTCL/INSUL CL F<>FRAME: 315L<>MOTOR COMPLETE ASSEMBLY
180 | A109190020010001 | MOTOR LT-3PH SQ CAGE > 50 KW<>MAKE: AS PER IS<>160KW/RPM 1485/FLANGE/INSUL CL F<>FRAME: 315L<>MOTOR COMPLETE ASSEMBLY
181 | A109190030010001 | MOTOR LT-3PH SQ CAGE > 50 KW<>MAKE: AS PER IS<>55KW/RPM 1475/HORIZ/INSUL CL F<>FRAME: SE250M<>MOTOR COMPLETE ASSEMBLY
182 | A116010010010015 | MOTOR LT-3PH SQ CAGE < 50 KW<>ABB<>0.75 KW / RPM 2810 / HORIZ / INSUL CL B<>FRAME OU80M2A<>MOTOR ASSY
183 | A116010020010014 | MOTOR LT-3PH SQ CAGE < 50 KW<>ABB<>1.1 KW / RPM 1420 / VERT / INSUL CL F<>FRAME HXF90SLB4<>MOTOR ASSY
184 | A116010030010015 | MOTOR LT-3PH SQ CAGE < 50 KW<>ABB<>1.1 KW / RPM 1415 / HORIZ / INSUL CL F<>FRAME HX90SLD4<>MOTOR ASSY
185 | A116010040010014 | MOTOR LT-3PH SQ CAGE < 50 KW<>ABB<>1.5 KW / RPM 1415 / VERT / INSUL CL F<>FRAME HXF90SLD4<>MOTOR ASSY
186 | A116010050010015 | MOTOR LT-3PH SQ CAGE < 50 KW<>ABB<>15 KW / RPM 2905 / HORIZ / INSUL CL F<>FRAME HX16MLD21<>MOTOR ASSY
187 | A116010060010015 | MOTOR LT-3PH SQ CAGE < 50 KW<>ABB<>2.2 KW / RPM 1415 / HORIZ / INSUL CL F<>FRAME HX100LA4<>MOTOR ASSY
188 | A116010070010015 | MOTOR LT-3PH SQ CAGE < 50 KW<>ABB<>2.2 KW / RPM 2835 / HORIZ / INSUL CL F<>FRAME HX100LBZKI<>MOTOR ASSY
189 | A116010080010015 | MOTOR LT-3PH SQ CAGE < 50 KW<>ABB<>2.2 KW / RPM 710 / HORIZ / INSUL CL F<>FRAME HX132SMP8<>MOTOR ASSY
190 | A116010090010015 | MOTOR LT-3PH SQ CAGE < 50 KW<>ABB<>2.2 KW / RPM 940 / HORIZ / INSUL CL F<>FRAME HX112MA6<>MOTOR ASSY
191 | A116010100010014 | MOTOR LT-3PH SQ CAGE < 50 KW<>ABB<>22 KW / RPM 1460 / VERT / INSUL CL F<>FRAME HXF+180MLC4<>MOTOR ASSY
192 | A116010110010014 | MOTOR LT-3PH SQ CAGE < 50 KW<>ABB<>3.7 KW / RPM 1425 / VERT / INSUL CL F<>FRAME HX112MA4K<>MOTOR ASSY
193 | A116010120010014 | MOTOR LT-3PH SQ CAGE < 50 KW<>ABB<>30 KW / RPM 1470 / VERT / INSUL CL F<>FRAME HXF+200MLC4<>MOTOR ASSY
194 | A116010130010014 | MOTOR LT-3PH SQ CAGE < 50 KW<>ABB<>37 KW / RPM 1460 / MOUNTING FLANGE / B<>FRAME QUF250M4C1<>MOTOR ASSY
195 | A116010140010014 | MOTOR LT-3PH SQ CAGE < 50 KW<>ABB<>5.5 KW / RPM 1430 / VERT / INSUL CL F<>FRAME HXF132MC4<>MOTOR ASSY
196 | A116010150010015 | MOTOR LT-3PH SQ CAGE < 50 KW<>ABB<>5.5 KW / RPM 1440 / HORIZ / INSUL CL F<>FRAME HX132SMB4<>MOTOR ASSY
197 | A116010160010015 | MOTOR LT-3PH SQ CAGE < 50 KW<>ABB<>5.5 KW / RPM 1450 / HORIZ / INSUL CL B<>FRAME AQU132S4A<>MOTOR ASSY
198 | A116010170010001 | MOTOR LT-3PH SQ CAGE < 50 KW<>ABB<>3.7 KW / RPM 960 / FOOT / INSUL CL F<>FRAME HX132SMC6<>MOTOR ASSY
199 | A116010180010001 | MOTOR LT-3PH SQ CAGE < 50 KW<>ABB<>7.5 KW / RPM 965 / FOOT / INSUL CL F<>FRAME HX160MLC6<>MOTOR ASSY
200 | A116010190010001 | MOTOR LT-3PH SQ CAGE < 50 KW<>ABB<>11 KW / RPM 960 / FLANGE / INSUL CL F<>FRAME HX160MLE6<>MOTOR ASSY
201 | A116010200010001 | MOTOR LT-3PH SQ CAGE < 50 KW<>ABB<>11 KW / RPM 960 / HORIZ / INSUL CL F<>FRAME HX160MLE6<>MOTOR ASSY
202 | A116010210010001 | MOTOR LT-3PH SQ CAGE < 50 KW<>ABB<>1.5 KW / RPM 1415 / HORIZ / INSUL CL F<>FRAME HX90SLE4<>MOTOR ASSY
203 | A116010220010001 | MOTOR LT-3PH SQ CAGE < 50 KW<>ABB<>22 KW / RPM 2910 / HORIZ / INSUL CL F<>FRAME HX200ML<>MOTOR ASSY
204 | A116010230010003 | MOTOR LT-3PH SQ CAGE < 50 KW<>ABB<>5.5 KW / RPM 1430 / HORIZ / INSUL CL F<>FRAME HX+132SMC4<>MOTOR COMPLETE ASSY
205 | A116010240010001 | MOTOR LT-3PH SQ CAGE < 50 KW<>ABB<>7.5 KW / RPM 965 / FLANGE / INSUL CL F<>FRAME HX160MLB6<>MOTOR COMPLETE ASSY
206 | A116010250010001 | MOTOR LT-3PH SQ CAGE < 50 KW<>ABB<>3.7KW/RPM 2830 / HORIZ / INSUL CL F<>FRAME HX100LB2<>COMPLETE MOTOR ASSEMBLY
207 | A116010280010002 | MOTOR LT-3PH SQ CAGE < 50 KW<>ABB<>11 KW / RPM 1455 /VERT/ INSUL CL F<>FRAME EHXF 160 MLD4<>MOTOR COMPLETE ASSEMBLY
208 | A116010320010002 | MOTOR LT-3PH SQ CAGE < 50 KW<>ABB<>5.5 KW / RPM 1455 / MOUNTING: VERTICAL / INSUL CL F<>FRAME M2BAF132S4<>MOTOR COMPLETE ASSEMBLY
209 | A116010390010001 | MOTOR LT-3PH SQ CAGE < 50 KW<>ABB<>11KW/866RPM<>FRAME EHX160MLE6<>COMPLETE MOTOR ASSEMBLY
210 | A116010400010001 | MOTOR LT-3PH SQ CAGE < 50 KW<>ABB<>18.5KW/1455RPM<>FRAME EHX180MLB4<>COMPLETE MOTOR ASSEMBLY
211 | A116010410010001 | MOTOR LT-3PH SQ CAGE < 50 KW<>ABB<>22KW/1455RPM<>FRAME EHXF180MLC4<>COMPLETE MOTOR ASSEMBLY
212 | A116010420010001 | MOTOR LT-3PH SQ CAGE < 50 KW<>ABB<>22KW/1475RPM<>FRAME HX+180MNC4<>COMPLETE MOTOR ASSEMBLY
213 | A116010430010001 | MOTOR LT-3PH SQ CAGE < 50 KW<>ABB<>2KW/2925RPM/VERTIC<>FRAME EHXF180MLA2<>COMPLETE MOTOR ASSEMBLY
214 | A116010440010001 | MOTOR LT-3PH SQ CAGE < 50 KW<>ABB<>3.7KW/1425RPM<>FRAME M23A112M4/M2BA112M4<>COMPLETE MOTOR ASSEMBLY
215 | A116010450010001 | MOTOR LT-3PH SQ CAGE < 50 KW<>ABB<>30KW/1470RPM/VERTIC<>FRAME EHXF200MLC4<>COMPLETE MOTOR ASSEMBLY
216 | A116010460010001 | MOTOR LT-3PH SQ CAGE < 50 KW<>ABB<>30KW/2940RPM/VERTIC<>FRAME EHXF200MLA2<>COMPLETE MOTOR ASSEMBLY
217 | A116010470010001 | MOTOR LT-3PH SQ CAGE < 50 KW<>ABB<>37KW/1470RPM<>FRAME EHXF225SMB4<>COMPLETE MOTOR ASSEMBLY
218 | A116010480010001 | MOTOR LT-3PH SQ CAGE < 50 KW<>ABB<>37KW/2940RPM<>FRAME HX+200MLC2<>COMPLETE MOTOR ASSEMBLY
219 | A116010500010001 | MOTOR LT-3PH SQ CAGE < 50 KW<>ABB<>45KW/1470RPM/VERTIC<>EHXF225SMC4<>COMPLETE MOTOR ASSEMBLY
220 | A116010510010001 | MOTOR LT-3PH SQ CAGE < 50 KW<>ABB<>5.5KW/1450RPM<>FRAME M3BA 132 M4, 3GBA 132002-BHB<>COMPLETE MOTOR ASSEMBLY
221 | A116010520010001 | MOTOR LT-3PH SQ CAGE < 50 KW<>ABB<>1.1KW / RPM 1410 / HORIZ / INSUL CL F<>M2BA 090 S-4<>MOTOR ASSY
222 | A116010530010001 | MOTOR LT-3PH SQ CAGE < 50 KW<>ABB<>110 KW / RPM 1485/ HORIZ / INSUL CL F<>M2BAF315SNA4<>MOTOR ASSY
223 | A116010540010001 | MOTOR LT-3PH SQ CAGE < 50 KW<>ABB<>15 KW / RPM 965 / HORIZ / INSUL CL F<>HX+180MLC6<>MOTOR ASSY
224 | A116010550010001 | MOTOR LT-3PH SQ CAGE < 50 KW<>ABB<>5.5 KW / RPM 970 / HORIZ / INSUL CL F<>M2BA132MC-6<>MOTOR ASSY
225 | A116010560010001 | MOTOR LT-3PH SQ CAGE < 50 KW<>ABB<>7.5 KW / RPM 1455 / HORIZ / INSUL CL F<>HX+160MLB4<>MOTOR ASSY
226 | A116010580010001 | MOTOR LT-3PH SQ CAGE < 50KW<>ABB<>1.1KW/RPM2070 / HORIZ/INSUL CLF<>FRAME E2BA00C-2<>MOTOR ASSY
227 | A116010590010001 | MOTOR LT-3PH SQ CAGE <50KW<>ABB<>5.5KW/RPM2865/ HORIZ/INSUL CLF<>FRAME-E2BA132SMB2<>MOTOR ASSY
228 | A116020010010014 | MOTOR LT-3PH SQ CAGE < 50 KW<>AEG<>0.18 KW / RPM 1390 / VERT / INSUL CL B<>FRAME CAM63NZ4<>MOTOR ASSY
229 | A116020020010014 | MOTOR LT-3PH SQ CAGE < 50 KW<>AEG<>13.5 KW / RPM 2920 / MOUNTING FLANGE / F<>FRAME AMBX132-MRZ-Q2Q4<>MOTOR ASSY
230 | A116030010010015 | MOTOR LT-3PH SQ CAGE < 50 KW<>AEI<>4.5 KW / RPM 930 / HORIZ / INSUL CL F<>FRAME KS132M2<>MOTOR ASSY
231 | A116030020010015 | MOTOR LT-3PH SQ CAGE < 50 KW<>AEI<>9 KW / RPM 960 / HORIZ / INSUL CL F<>FRAME KS160L<>MOTOR ASSY
232 | A116030030010001 | MOTOR LT-3PH SQ CAGE < 50 KW<>AEI<>8.7 KW / RPM / HORIZ / INSUL CL F<>FRAME 132M<>MOTOR ASSY
233 | A116040010010014 | MOTOR LT-3PH SQ CAGE < 50 KW<>ALSTOM<>0.13 KW / RPM 900 / VERT / INSUL CL B<>FRAME GPN45063<>MOTOR ASSY
234 | A116040020010014 | MOTOR LT-3PH SQ CAGE < 50 KW<>ALSTOM<>18.5 KW / RPM 1440 / VERT / INSUL CL F<>FRAME DV180M<>MOTOR ASSY
235 | A116040030010015 | MOTOR LT-3PH SQ CAGE < 50 KW<>ALSTOM<>22 KW / RPM 1460 / HORIZ / INSUL CL F<>FRAME D180L<>MOTOR ASSY
236 | A116040040010015 | MOTOR LT-3PH SQ CAGE < 50 KW<>ALSTOM<>22 KW / RPM 1470 / HORIZ / INSUL CL B<>FRAME KF180L<>MOTOR ASSY
237 | A116040050010015 | MOTOR LT-3PH SQ CAGE < 50 KW<>ALSTOM<>3.7 KW / RPM 1430 / HORIZ / INSUL CL F<>FRAME D112M<>MOTOR ASSY
238 | A116040060010015 | MOTOR LT-3PH SQ CAGE < 50 KW<>ALSTOM<>30 KW / RPM 1470 / HORIZ / INSUL CL F<>FRAME D200L<>MOTOR ASSY
239 | A116040070010015 | MOTOR LT-3PH SQ CAGE < 50 KW<>ALSTOM<>30 KW / RPM 1475 / HORIZ / INSUL CL F<>FRAME KF200L<>MOTOR ASSY
240 | A116040080010015 | MOTOR LT-3PH SQ CAGE < 50 KW<>ALSTOM<>30 KW / RPM 2940 / HORIZ / INSUL CL F<>FRAME D200L<>MOTOR ASSY
241 | A116040090010015 | MOTOR LT-3PH SQ CAGE < 50 KW<>ALSTOM<>30 KW / RPM 730 / HORIZ / INSUL CL B<>FRAME C225M<>MOTOR ASSY
242 | A116040100010015 | MOTOR LT-3PH SQ CAGE < 50 KW<>ALSTOM<>45 KW / RPM 1475 / HORIZ / INSUL CL F<>FRAME D225M<>MOTOR ASSY
243 | A116040110010014 | MOTOR LT-3PH SQ CAGE < 50 KW<>ALSTOM<>5.5 KW / RPM 1440 / VERT / INSUL CL F<>FRAME DV132S<>MOTOR ASSY
244 | A116040120010015 | MOTOR LT-3PH SQ CAGE < 50 KW<>ALSTOM<>7.5 KW / RPM 1440 / HORIZ / INSUL CL F<>FRAME D132M<>MOTOR ASSY
245 | A116040130010001 | MOTOR LT-3PH SQ CAGE < 50 KW<>ALSTOM<>0.41 KW / RPM 700 / HORIZ / INSUL CL B<>FRAME BUA91583<>MOTOR ASSY
246 | A116050010010015 | MOTOR LT-3PH SQ CAGE < 50 KW<>ANTON PILLER GMBH<>0.12 KW / RPM 2800 / HORIZ / INSUL CL B<>FRAME MO-56-2<>MOTOR ASSY
247 | A116050020010015 | MOTOR LT-3PH SQ CAGE < 50 KW<>ANTON PILLER GMBH<>0.75 KW / RPM 2825 / HORIZ / INSUL CL F<>FRAME M90-2<>MOTOR ASSY
248 | A116050030010015 | MOTOR LT-3PH SQ CAGE < 50 KW<>ANTON PILLER GMBH<>2.2 KW / RPM 2850 / HORIZ / INSUL CL F<>FRAME M901-2<>MOTOR ASSY
249 | A116060010010015 | MOTOR LT-3PH SQ CAGE < 50 KW<>AUMA<>0.55 KW / RPM 2800 / HORIZ / INSUL CL F<>FRAME AM71-2 / 60<>MOTOR ASSY
250 | A116060020010001 | MOTOR LT-3PH SQ CAGE < 50 KW<>AUMA<>0.75KW / RPM 1400 / HORIZ / IP67<>TYPE Z007.352 VDOR 71-4 / 80<>MOTOR ASSY
251 | A116060030010001 | MOTOR LT-3PH SQ CAGE < 50 KW<>AUMA<>1.50 KW / RPM 1400 / HORIZ / IP67<>TYPE Z007.388 VDOR 90-4 / 75<>MOTOR ASSY
252 | A116070010010015 | MOTOR LT-3PH SQ CAGE < 50 KW<>BAJAJ<>2.2 KW / RPM 1460 / HORIZ / INSUL CL F<>FRAME L4170PDP / 72<>MOTOR ASSY
253 | A116080010010015 | MOTOR LT-3PH SQ CAGE < 50 KW<>BEACON<>5.5 KW / RPM 1460 / HORIZ / INSUL CL F<>FRAME L20M7<>MOTOR ASSY
254 | A116080020010015 | MOTOR LT-3PH SQ CAGE < 50 KW<>BEACON<>5.5 KW / RPM 2800 / HORIZ / INSUL CL F<>FRAME 2DM7<>MOTOR ASSY
255 | A116080030010015 | MOTOR LT-3PH SQ CAGE < 50 KW<>BEACON<>5.5 KW / RPM 2900 / HORIZ / INSUL CL E<>FRAME 11 / 2DMD<>MOTOR ASSY
256 | A116090010010015 | MOTOR LT-3PH SQ CAGE < 50 KW<>BHARAT BIJLEE<>0.05 KW / RPM 1455 / HORIZ / INSUL CL F<>FRAME 71<>MOTOR ASSY
257 | A116090020010014 | MOTOR LT-3PH SQ CAGE < 50 KW<>BHARAT BIJLEE<>0.12 KW / RPM 1320 / FLANGE / INSUL CL B<>FRAME D63C<>MOTOR ASSY
258 | A116090020020014 | MOTOR LT-3PH SQ CAGE < 50 KW<>BHARAT BIJLEE<>0.12 KW / RPM 1320 / FLANGE / INSUL CL B<>FRAME ILA2016-4<>MOTOR ASSY
259 | A116090030010015 | MOTOR LT-3PH SQ CAGE < 50 KW<>BHARAT BIJLEE<>0.18 KW / RPM 1320 / HORIZ / INSUL CL B<>FRAME 1LA3016-4 / FRAME 63<>MOTOR ASSY
260 | A116090040010014 | MOTOR LT-3PH SQ CAGE < 50 KW<>BHARAT BIJLEE<>0.18 KW / RPM 1340 / FLANGE / INSUL CL B<>FRAME 63<>MOTOR ASSY
261 | A116090050010014 | MOTOR LT-3PH SQ CAGE < 50 KW<>BHARAT BIJLEE<>0.18 KW / RPM 1400 / VERT / INSUL CL B<>FRAME 71<>MOTOR ASSY
262 | A116090060010015 | MOTOR LT-3PH SQ CAGE < 50 KW<>BHARAT BIJLEE<>0.25 KW / RPM 1380 / HORIZ / INSUL CL F<>FRAME 1LA2-026-4<>MOTOR ASSY
263 | A116090070010014 | MOTOR LT-3PH SQ CAGE < 50 KW<>BHARAT BIJLEE<>0.27 KW / RPM 1380 / VERT / INSUL CL B<>FRAME 71<>MOTOR ASSY
264 | A116090080010014 | MOTOR LT-3PH SQ CAGE < 50 KW<>BHARAT BIJLEE<>0.37 KW / RPM 1380 / FLANGE / INSUL CL F<>FRAME 71<>MOTOR ASSY
265 | A116090090010015 | MOTOR LT-3PH SQ CAGE < 50 KW<>BHARAT BIJLEE<>0.37 KW / RPM 1380 / HORIZ / INSUL CL F<>FRAME 1LA2-026-4<>MOTOR ASSY
266 | A116090090020015 | MOTOR LT-3PH SQ CAGE < 50 KW<>BHARAT BIJLEE<>0.37 KW / RPM 1380 / HORIZ / INSUL CL F<>FRAME 1LA3026-4<>MOTOR ASSY
267 | A116090090030015 | MOTOR LT-3PH SQ CAGE < 50 KW<>BHARAT BIJLEE<>0.37 KW / RPM 1380 / HORIZ / INSUL CL F<>FRAME 71<>MOTOR ASSY
268 | A116090100010015 | MOTOR LT-3PH SQ CAGE < 50 KW<>BHARAT BIJLEE<>0.37 KW / RPM 980 / HORIZ / INSUL CL F<>FRAME 1LA-202-6<>MOTOR ASSY
269 | A116090110010015 | MOTOR LT-3PH SQ CAGE < 50 KW<>BHARAT BIJLEE<>0.55 KW / RPM 1405 / HORIZ / INSUL CL F<>FRAME 80<>MOTOR ASSY
270 | A116090110020001 | MOTOR LT-3PH SQ CAGE < 50 KW<>BHARAT BIJLEE<>0.55 KW / RPM 1405 / HORIZ / INSUL CL F<>FRAME MB080415<>MOTOR ASSY
271 | A116090120010014 | MOTOR LT-3PH SQ CAGE < 50 KW<>BHARAT BIJLEE<>0.56 KW / RPM 1425 / FLANGE / INSUL CL F<>FRAME 90S<>MOTOR ASSY
272 | A116090130010015 | MOTOR LT-3PH SQ CAGE < 50 KW<>BHARAT BIJLEE<>0.56 KW / RPM 1425 / HORIZ / INSUL CL B<>FRAME ILA3044<>MOTOR ASSY
273 | A116090140010014 | MOTOR LT-3PH SQ CAGE < 50 KW<>BHARAT BIJLEE<>0.73 KW / RPM 1425 / FLANGE / INSUL CL F<>FRAME 90S<>MOTOR ASSY
274 | A116090150010015 | MOTOR LT-3PH SQ CAGE < 50 KW<>BHARAT BIJLEE<>0.75 KW / RPM 1395 / HORIZ / INSUL CL F<>FRAME ILA3636-4 / FR80<>MOTOR ASSY
275 | A116090160010015 | MOTOR LT-3PH SQ CAGE < 50 KW<>BHARAT BIJLEE<>0.75 KW / RPM 1400 / HORIZ / INSUL CL B<>FRAME 1LA2035-4C<>MOTOR ASSY
276 | A116090160020001 | MOTOR LT-3PH SQ CAGE < 50 KW<>BHARAT BIJLEE<>0.75 KW / RPM 1400 / HORIZ / INSUL CL B<>FRAME NA<>MOTOR
277 | A116090170010014 | MOTOR LT-3PH SQ CAGE < 50 KW<>BHARAT BIJLEE<>0.75 KW / RPM 1405 / VERT / INSUL CL B<>FRAME 80<>MOTOR ASSY
278 | A116090180010015 | MOTOR LT-3PH SQ CAGE < 50 KW<>BHARAT BIJLEE<>0.75 KW / RPM 1450 / HORIZ / INSUL CL F<>FRAME M71 / 2Z<>MOTOR ASSY
279 | A116090190010015 | MOTOR LT-3PH SQ CAGE < 50 KW<>BHARAT BIJLEE<>0.75 KW / RPM 2830 / HORIZ / INSUL CL F<>FRAME MD80213<>MOTOR ASSY
280 | A116090200010015 | MOTOR LT-3PH SQ CAGE < 50 KW<>BHARAT BIJLEE<>0.75 KW / RPM 925 / HORIZ / INSUL CL B<>FRAME ILA2044-6<>MOTOR ASSY
281 | A116090210010015 | MOTOR LT-3PH SQ CAGE < 50 KW<>BHARAT BIJLEE<>1.1 KW / RPM 1385 / HORIZ / INSUL CL F<>FRAME 80<>MOTOR ASSY
282 | A116090220010015 | MOTOR LT-3PH SQ CAGE < 50 KW<>BHARAT BIJLEE<>1.1 KW / RPM 1415 / HORIZ / INSUL CL F<>FRAME 90S<>MOTOR ASSY
283 | A116090230010015 | MOTOR LT-3PH SQ CAGE < 50 KW<>BHARAT BIJLEE<>1.1 KW / RPM 690 / HORIZ / INSUL CL B<>FRAME ILA2054-8<>MOTOR ASSY
284 | A116090240010015 | MOTOR LT-3PH SQ CAGE < 50 KW<>BHARAT BIJLEE<>1.1 KW / RPM 935 / HORIZ / INSUL CL F<>FRAME 90L<>MOTOR ASSY
285 | A116090250010015 | MOTOR LT-3PH SQ CAGE < 50 KW<>BHARAT BIJLEE<>1.1 KW / RPM 980 / HORIZ / INSUL CL F<>FRAME 1LA2-202-6<>MOTOR ASSY
286 | A116090260010015 | MOTOR LT-3PH SQ CAGE < 50 KW<>BHARAT BIJLEE<>1.5 KW / RPM 1410 / HORIZ / INSUL CL F<>FRAME 1LA2-046-4<>MOTOR ASSY
287 | A116090260020015 | MOTOR LT-3PH SQ CAGE < 50 KW<>BHARAT BIJLEE<>1.5 KW / RPM 1410 / HORIZ / INSUL CL F<>FRAME ILA2046-4<>MOTOR ASSY
288 | A116090270010015 | MOTOR LT-3PH SQ CAGE < 50 KW<>BHARAT BIJLEE<>1.5 KW / RPM 1415 / HORIZ / INSUL CL F<>FRAME 90L<>MOTOR ASSY
289 | A116090280010015 | MOTOR LT-3PH SQ CAGE < 50 KW<>BHARAT BIJLEE<>1.5 KW / RPM 1435 / HORIZ / INSUL CL F<>FRAME 1LA2-53-4<>MOTOR ASSY
290 | A116090290010015 | MOTOR LT-3PH SQ CAGE < 50 KW<>BHARAT BIJLEE<>1.5 KW / RPM 2855 / HORIZ / INSUL CL F<>FRAME ILA2-044-2<>MOTOR ASSY
291 | A116090300010015 | MOTOR LT-3PH SQ CAGE < 50 KW<>BHARAT BIJLEE<>10 KW / RPM 1465 / HORIZ / INSUL CL F<>FRAME 1LA2-078-4<>MOTOR ASSY
292 | A116090310010015 | MOTOR LT-3PH SQ CAGE < 50 KW<>BHARAT BIJLEE<>10.5 KW / RPM 1465 / HORIZ / INSUL CL F<>FRAME 160M<>MOTOR ASSY
293 | A116090320010015 | MOTOR LT-3PH SQ CAGE < 50 KW<>BHARAT BIJLEE<>11 KW / RPM 1450 / HORIZ / INSUL CL B<>FRAME ILA2085-4<>MOTOR ASSY
294 | A116090330010014 | MOTOR LT-3PH SQ CAGE < 50 KW<>BHARAT BIJLEE<>11 KW / RPM 1450 / VERT / INSUL CL F<>FRAME 160M<>MOTOR ASSY
295 | A116090340010015 | MOTOR LT-3PH SQ CAGE < 50 KW<>BHARAT BIJLEE<>11 KW / RPM 1460 / HORIZ / INSUL CL F<>FRAME 1LA2-084-4<>MOTOR ASSY
296 | A116090350010015 | MOTOR LT-3PH SQ CAGE < 50 KW<>BHARAT BIJLEE<>11 KW / RPM 965 / HORIZ / INSUL CL F<>FRAME ND160L<>MOTOR ASSY
297 | A116090360010015 | MOTOR LT-3PH SQ CAGE < 50 KW<>BHARAT BIJLEE<>12.5 KW / RPM 1440 / HORIZ / INSUL CL F<>FRAME AM160L4<>MOTOR ASSY
298 | A116090370010015 | MOTOR LT-3PH SQ CAGE < 50 KW<>BHARAT BIJLEE<>13.4 KW / RPM 1455 / HORIZ / INSUL CL B<>FRAME ILA2085-4<>MOTOR ASSY
299 | A116090380010015 | MOTOR LT-3PH SQ CAGE < 50 KW<>BHARAT BIJLEE<>15 KW / RPM 2960 / HORIZ / INSUL CL F<>FRAME QU160MB<>MOTOR ASSY
300 | A116090380020015 | MOTOR LT-3PH SQ CAGE < 50 KW<>BHARAT BIJLEE<>15 KW / RPM 2960 / HORIZ / INSUL CL F<>FRAME QU160MBREFNO.4182 / E<>MOTOR ASSY
301 | A116090390010015 | MOTOR LT-3PH SQ CAGE < 50 KW<>BHARAT BIJLEE<>18.5 KW / RPM 2920 / HORIZ / INSUL CL B<>FRAME 16OL<>MOTOR ASSY
302 | A116090400010015 | MOTOR LT-3PH SQ CAGE < 50 KW<>BHARAT BIJLEE<>2 KW / RPM 1430 / HORIZ / INSUL CL F<>FRAME 1LA2-205-4<>MOTOR ASSY
303 | A116090410010014 | MOTOR LT-3PH SQ CAGE < 50 KW<>BHARAT BIJLEE<>2.2 KW / RPM 1420 / FLANGE / INSUL CL B<>FRAME 100L<>MOTOR ASSY
304 | A116090420010015 | MOTOR LT-3PH SQ CAGE < 50 KW<>BHARAT BIJLEE<>2.2 KW / RPM 1420 / HORIZ / INSUL CL B<>FRAME Y100L1-4<>MOTOR ASSY
305 | A116090430010015 | MOTOR LT-3PH SQ CAGE < 50 KW<>BHARAT BIJLEE<>2.2 KW / RPM 1420 / HORIZ / INSUL CL F<>FRAME 100L<>MOTOR ASSY
306 | A116090440010014 | MOTOR LT-3PH SQ CAGE < 50 KW<>BHARAT BIJLEE<>2.2 KW / RPM 1420 / VERT / INSUL CL F<>FRAME 100L<>MOTOR ASSY
307 | A116090450010015 | MOTOR LT-3PH SQ CAGE < 50 KW<>BHARAT BIJLEE<>2.2 KW / RPM 1430 / HORIZ / INSUL CL B<>FRAME ILA2046-4<>MOTOR ASSY
308 | A116090460010015 | MOTOR LT-3PH SQ CAGE < 50 KW<>BHARAT BIJLEE<>2.2 KW / RPM 1430 / HORIZ / INSUL CL F<>FRAME ILA20-54-4<>MOTOR ASSY
309 | A116090470010015 | MOTOR LT-3PH SQ CAGE < 50 KW<>BHARAT BIJLEE<>2.2 KW / RPM 2850 / HORIZ / INSUL CL F<>FRAME 90L<>MOTOR ASSY
310 | A116090480010015 | MOTOR LT-3PH SQ CAGE < 50 KW<>BHARAT BIJLEE<>2.2 KW / RPM 2865 / HORIZ / INSUL CL F<>FRAME 1LA2-046-2<>MOTOR ASSY
311 | A116090490010014 | MOTOR LT-3PH SQ CAGE < 50 KW<>BHARAT BIJLEE<>20 KW / RPM 1460 / FLANGE / INSUL CL B<>FRAME IMJU-201-4<>MOTOR ASSY
312 | A116090500010014 | MOTOR LT-3PH SQ CAGE < 50 KW<>BHARAT BIJLEE<>3.7 KW / RPM 1430 / FLANGE / INSUL CL F<>FRAME 112M<>MOTOR ASSY
313 | A116090510010015 | MOTOR LT-3PH SQ CAGE < 50 KW<>BHARAT BIJLEE<>3.7 KW / RPM 1430 / HORIZ / INSUL CL F<>FRAME 1LA2-066-4<>MOTOR ASSY
314 | A116090510020015 | MOTOR LT-3PH SQ CAGE < 50 KW<>BHARAT BIJLEE<>3.7 KW / RPM 1430 / HORIZ / INSUL CL F<>FRAME ILA2066-4IC<>MOTOR ASSY
315 | A116090510030001 | MOTOR LT-3PH SQ CAGE < 50 KW<>BHARAT BIJLEE<>3.7 KW / RPM 1430 / HORIZ / INSUL CL F<>MA11M434<>MOTOR ASSY
316 | A116090520010015 | MOTOR LT-3PH SQ CAGE < 50 KW<>BHARAT BIJLEE<>3.7 KW / RPM 1435 / HORIZ / INSUL CL F<>FRAME ZLA2066-4<>MOTOR ASSY
317 | A116090530010015 | MOTOR LT-3PH SQ CAGE < 50 KW<>BHARAT BIJLEE<>3.7 KW / RPM 2900 / HORIZ / INSUL CL F<>FRAME 1LA2-005-2<>MOTOR ASSY
318 | A116090540010015 | MOTOR LT-3PH SQ CAGE < 50 KW<>BHARAT BIJLEE<>3.7 KW / RPM 950 / HORIZ / INSUL CL F<>FRAME 132S<>MOTOR ASSY
319 | A116090540020015 | MOTOR LT-3PH SQ CAGE < 50 KW<>BHARAT BIJLEE<>3.7 KW / RPM 950 / HORIZ / INSUL CL F<>FRAME 1LA3073-6 / FRAME 132-5<>MOTOR ASSY
320 | A116090550010015 | MOTOR LT-3PH SQ CAGE < 50 KW<>BHARAT BIJLEE<>37 KW / RPM 1470 / HORIZ / INSUL CL F<>FRAME 225S<>MOTOR ASSY
321 | A116090550020015 | MOTOR LT-3PH SQ CAGE < 50 KW<>BHARAT BIJLEE<>37 KW / RPM 1470 / HORIZ / INSUL CL F<>FRAME 60FP19-4<>MOTOR ASSY
322 | A116090560010015 | MOTOR LT-3PH SQ CAGE < 50 KW<>BHARAT BIJLEE<>5.5 KW / RPM 1450 / HORIZ / INSUL CL F<>FRAME 1LC2-072-4<>MOTOR ASSY
323 | A116090560020015 | MOTOR LT-3PH SQ CAGE < 50 KW<>BHARAT BIJLEE<>5.5 KW / RPM 1450 / HORIZ / INSUL CL F<>FRAME VDE350<>MOTOR ASSY
324 | A116090560030001 | MOTOR LT-3PH SQ CAGE < 50 KW<>BHARAT BIJLEE<>5.5 KW / RPM 1450 / HORIZ / INSUL CL F<>FRAME MA13S435<>MOTOR ASSY
325 | A116090570010015 | MOTOR LT-3PH SQ CAGE < 50 KW<>BHARAT BIJLEE<>5.5 KW / RPM 1460 / HORIZ / INSUL CL F<>FRAME 1LA2-078-4<>MOTOR ASSY
326 | A116090580010014 | MOTOR LT-3PH SQ CAGE < 50 KW<>BHARAT BIJLEE<>7.5 KW / RPM 1440 / FLANGE / INSUL CL B<>FRAME 132M<>MOTOR ASSY
327 | A116090590010014 | MOTOR LT-3PH SQ CAGE < 50 KW<>BHARAT BIJLEE<>7.5 KW / RPM 1440 / FLANGE / INSUL CL F<>FRAME 132M<>MOTOR ASSY
328 | A116090600010015 | MOTOR LT-3PH SQ CAGE < 50 KW<>BHARAT BIJLEE<>7.5 KW / RPM 1460 / HORIZ / INSUL CL B<>FRAME ILA2016-4<>MOTOR ASSY
329 | A116090600020015 | MOTOR LT-3PH SQ CAGE < 50 KW<>BHARAT BIJLEE<>7.5 KW / RPM 1460 / HORIZ / INSUL CL B<>FRAME ND160M<>MOTOR ASSY
330 | A116090610010015 | MOTOR LT-3PH SQ CAGE < 50 KW<>BHARAT BIJLEE<>7.5 KW / RPM 1500 / HORIZ / INSUL CL F<>FRAME ADH30533<>MOTOR ASSY
331 | A116090620010015 | MOTOR LT-3PH SQ CAGE < 50 KW<>BHARAT BIJLEE<>7.5 KW / RPM 2890 / HORIZ / INSUL CL B<>FRAME ILA2078-2<>MOTOR ASSY
332 | A116090630010015 | MOTOR LT-3PH SQ CAGE < 50 KW<>BHARAT BIJLEE<>7.5 KW / RPM 2920 / HORIZ / INSUL CL E<>FRAME 1LA2078-1C-132M<>MOTOR ASSY
333 | A116090640010015 | MOTOR LT-3PH SQ CAGE < 50 KW<>BHARAT BIJLEE<>9 KW / RPM 1465 / HORIZ / INSUL CL F<>FRAME 160M<>MOTOR ASSY
334 | A116090650010015 | MOTOR LT-3PH SQ CAGE < 50 KW<>BHARAT BIJLEE<>9 KW / RPM 2920 / HORIZ / INSUL CL B<>FRAME IMJ0161-2<>MOTOR ASSY
335 | A116090660010015 | MOTOR LT-3PH SQ CAGE < 50 KW<>BHARAT BIJLEE<>9.3 KW / RPM 1465 / HORIZ / INSUL CL B<>FRAME ILA2084-4<>MOTOR ASSY
336 | A116090670010001 | MOTOR LT-3PH SQ CAGE < 50 KW<>BHARAT BIJLEE<>0.27 KW / RPM 1380 / FLANGE / INSU CL F<>FRAME MA071435<>MOTOR ASSY
337 | A116090680010001 | MOTOR LT-3PH SQ CAGE < 50 KW<>BHARAT BIJLEE<>0.55 KW / RPM 1405 / VERT FLANGE / S1<>FRAME MA080415<>MOTOR ASSY
338 | A116090690010001 | MOTOR LT-3PH SQ CAGE < 50 KW<>BHARAT BIJLEE<>2.2 KW / RPM 1430 / HORIZ FOOT / INSUL CL F<>FRAME MA10L433<>MOTOR ASSY
339 | A116090700010001 | MOTOR LT-3PH SQ CAGE < 50 KW<>BHARAT BIJLEE<>2.2 KW / RPM 1420 / HORIZ FOOT / INSUL CL F<>FRAME MA10L435<>MOTOR ASSY
340 | A116090710010001 | MOTOR LT-3PH SQ CAGE < 50 KW<>BHARAT BIJLEE<>15 KW / RPM 1450 / VERT FLANGE / INSUL CL F<>FRAME MA16L478<>MOTOR ASSY
341 | A116090720010001 | MOTOR LT-3PH SQ CAGE < 50 KW<>BHARAT BIJLEE<>22 KW / RPM 1445 / VERT FLANGE / INSUL CL F<>FRAME MA18L498<>MOTOR ASSY
342 | A116090730010001 | MOTOR LT-3PH SQ CAGE < 50 KW<>BHARAT BIJLEE<>22 KW / RPM 2920 / VERT FLANGE / INSUL CL F<>FRAME MA18M213<>MOTOR ASSY
343 | A116090740010001 | MOTOR LT-3PH SQ CAGE < 50 KW<>BHARAT BIJLEE<>30 KW / RPM 1465 / VERT FLANGE / INSUL CL F<>FRAME MA20L438<>MOTOR ASSY
344 | A116090760010001 | MOTOR LT-3PH SQ CAGE < 50 KW<>BHARAT BIJLEE<>0.37 KW / RPM 2780 / HORIZ / INSUL CL B<>FRAME AMW71N4<>MOTOR
345 | A116090770010001 | MOTOR LT-3PH SQ CAGE < 50 KW<>BHARAT BIJLEE<>3.7 KW / RPM 1000 / FLANGE / INSUL CL F<>FRAME 132 S<>MOTOR ASSY
346 | A116090780010001 | MOTOR LT-3PH SQ CAGE < 50 KW<>BHARAT BIJLEE<>22 KW / RPM 1460 / VERT / INSUL CL F<>FRAME IEC180L<>MOTOR ASSY
347 | A116090800010015 | MOTOR LT-3PH SQ CAGE < 50 KW<>BHARAT BIJLEE<>22 KW / RPM 1465 / VERT / INSUL CL F<>FRAME IEC200L<>MOTOR ASSY
348 | A116090810010001 | MOTOR LT-3PH SQ CAGE < 50 KW<>BHARAT BIJLEE<>1.1 KW / RPM 2840 / HORIZ / INSUL CL F<>FRAME MAO 80233<>MOTOR ASSY
349 | A116090820010001 | MOTOR LT-3PH SQ CAGE < 50 KW<>BHARAT BIJLEE<>1.1 KW / RPM 2840 / VERT / INSUL CL F<>FRAME MAO 80235<>MOTOR ASSY
350 | A116090830010001 | MOTOR LT-3PH SQ CAGE < 50 KW<>BHARAT BIJLEE<>7.5 KW / RPM 1420 / FLANGE / INSUL CL F<>FRAME 160M<>MOTOR COMPLETE ASSY
351 | A116090840010001 | MOTOR LT-3PH SQ CAGE < 50 KW<>BHARAT BIJLEE<>0.25 KW / RPM 1380 / FLANGE / INSUL CL F<>FRAME 1LA2-026-4<>MOTOR ASSY
352 | A116090850010001 | MOTOR LT-3PH SQ CAGE < 50 KW<>BHARAT BIJLEE<>30 KW / RPM 2960 / HORIZ / INSUL CL F<>FRAME M8004411<>MOTOR ASSY
353 | A116090860010001 | MOTOR LT-3PH SQ CAGE < 50 KW<>BHARAT BIJLEE<>0.37 KW / RPM 1415 / HORIZFLANGE / INSUL CL F<>FRAME 80<>MOTOR ASSY
354 | A116090870010001 | MOTOR LT-3PH SQ CAGE < 50 KW<>BHARAT BIJLEE<>15 KW / RPM 1450 / FOOT MOUNT / INSUL CL F<>TYPE MA16L473, FRAME 160L<>MOTOR ASSY
355 | A116090880010001 | MOTOR LT-3PH SQ CAGE < 50 KW<>BHARAT BIJLEE<>7.5 KW / RPM 960 / FLANGE / INSUL CL F<>FRAME 160M<>MOTOR COMPLETE ASSY
356 | A116090960010002 | MOTOR LT-3PH SQ CAGE < 50 KW<>BHARAT BIJLEE<>3.7 KW / RPM 1430 / VERT / INSUL CL F<>FRAME 112M<>MOTOR COMPLETE ASSEMBLY
357 | A116090970010002 | MOTOR LT-3PH SQ CAGE < 50 KW<>BHARAT BIJLEE<>5.5 KW / RPM 1445 / VERT / INSUL CL F<>FRAME 132S<>MOTOR COMPLETE ASSEMBLY
358 | A116090980010001 | MOTOR LT-3PH SQ CAGE < 50 KW<>BHARAT BIJLEE<>0.37KW/910RPM<>FRAME MA080615<>COMPLETE MOTOR ASSEMBLY
359 | A116090990010001 | MOTOR LT-3PH SQ CAGE < 50 KW<>BHARAT BIJLEE<>15KW/26.7 AMP/1465RPM<>FRAME MH16L4T3 160L<>COMPLETE MOTOR ASSEMBLY
360 | A116091000010001 | MOTOR LT-3PH SQ CAGE < 50 KW<>BHARAT BIJLEE<>2.2KW/1420RPM<>FRAME 100L<>COMPLETE MOTOR ASSEMBLY
361 | A116091010010001 | MOTOR LT-3PH SQ CAGE < 50 KW<>BHARAT BIJLEE<>3.7KW/1430RPM<>FRAME 112M<>COMPLETE MOTOR ASSEMBLY
362 | A116091020010001 | MOTOR LT-3PH SQ CAGE < 50 KW<>CROMPTON GR<>2.2 KW / RPM 935 / HORIZ / INSUL CL F<>FRAME ND 112M<>MOTOR COMPLETE ASSY
363 | A116091030010001 | MOTOR LT-3PH SQ CAGE < 50 KW<>BHARAT BIJLEE<>30KW/1470RPM/HORIZ<>FRAME MH20L453<>COMPLETE MOTOR ASSEMBLY
364 | A116091040010001 | MOTOR LT-3PH SQ CAGE < 50 KW<>BHARAT BIJLEE<>37KW/1470RPM<>FRAME 225M<>COMPLETE MOTOR ASSEMBLY
365 | A116091050010001 | MOTOR LT-3PH SQ CAGE < 50 KW<>BHARAT BIJLEE<>37KW/1470RPM/VERTIC<>FRAME 225S<>COMPLETE MOTOR ASSEMBLY
366 | A116091060010001 | MOTOR LT-3PH SQ CAGE < 50 KW<>BHARAT BIJLEE<>5.5KW/1445RPM<>FRAME 132M<>COMPLETE MOTOR ASSEMBLY
367 | A116091070010001 | MOTOR LT-3PH SQ CAGE < 50 KW<>BHARAT BIJLEE<>7.5KW/1445RPM<>FRAME 132M<>COMPLETE MOTOR ASSEMBLY
368 | A116091080010001 | MOTOR LT-3PH SQ CAGE < 50 KW<>BHARAT BIJLEE<>0.37 KW / RPM 1360 / HORIZ / INSUL CL F<>MA071435<>MOTOR ASSY
369 | A116091090010001 | MOTOR LT-3PH SQ CAGE < 50 KW<>BHARAT BIJLEE<>3.7KW / RPM 1480/ HORIZ / INSUL CL F<>MC10L455<>MOTOR ASSY
370 | A116091100010001 | MOTOR LT-3PH SQ CAGE <50 KW<>BHARAT BIJLEE<>3.7 KW/RPM1450/VERTI/INSUL CLF<>FRAME-112M>MOTOR ASSY
371 | A116091100010002 | MOTOR LT-3PH SQ CAGE < 50 KW<>BHARAT BIJLEE<>RATING: 5.5KW/RPM 2900/MOUNTING HORIZONT<>FRAME SIZE : 132S<>COMPLETE MOTOR ASSEMBLY
372 | A116100010010015 | MOTOR LT-3PH SQ CAGE < 50 KW<>BOTALIBOI<>5.5 KW / RPM 720 / HORIZ / INSUL CL B<>FRAME V160M<>MOTOR ASSY
373 | A116110010010015 | MOTOR LT-3PH SQ CAGE < 50 KW<>BROWN BOVARY<>1.1 KW / RPM 1420 / HORIZ / INSUL CL F<>FRAME ILA2046-4<>MOTOR ASSY
374 | A116110020010014 | MOTOR LT-3PH SQ CAGE < 50 KW<>BROWN BOVARY<>11 KW / RPM 1440 / VERT / INSUL CL B<>FRAME 132M4AZ<>MOTOR ASSY
375 | A116110030010015 | MOTOR LT-3PH SQ CAGE < 50 KW<>BROWN BOVARY<>11 KW / RPM 2890 / HORIZ / INSUL CL E<>FRAME QU160M29<>MOTOR ASSY
376 | A116110030020015 | MOTOR LT-3PH SQ CAGE < 50 KW<>BROWN BOVARY<>11 KW / RPM 2890 / HORIZ / INSUL CL E<>FRAME QU160M29012676<>MOTOR ASSY
377 | A116110040010014 | MOTOR LT-3PH SQ CAGE < 50 KW<>BROWN BOVARY<>4 KW / RPM 1445 / VERT / INSUL CL F<>FRAME QUFY112M4BT<>MOTOR ASSY
378 | A116110050010015 | MOTOR LT-3PH SQ CAGE < 50 KW<>BROWN BOVARY<>5 KW / RPM 1440 / HORIZ / INSUL CL F<>FRAME QUXY132MLA2<>MOTOR ASSY
379 | A116110060010014 | MOTOR LT-3PH SQ CAGE < 50 KW<>BROWN BOVARY<>5.5 KW / RPM 1400 / FLANGE / INSUL CL B<>FRAME QUXY132S4AAT<>MOTOR ASSY
380 | A116110070010014 | MOTOR LT-3PH SQ CAGE < 50 KW<>BROWN BOVARY<>5.5 KW / RPM 1445 / FLANGE / INSUL CL B<>FRAME ILA3072-4<>MOTOR ASSY
381 | A116110080010014 | MOTOR LT-3PH SQ CAGE < 50 KW<>BROWN BOVARY<>5.5 KW / RPM 1445 / VERT / INSUL CL F<>FRAME QYXY112M4BT<>MOTOR ASSY
382 | A116110090010014 | MOTOR LT-3PH SQ CAGE < 50 KW<>BROWN BOVARY<>5.5 KW / RPM 1450 / FLANGE / INSUL CL B<>FRAME QUXY132S4<>MOTOR ASSY
383 | A116110100010014 | MOTOR LT-3PH SQ CAGE < 50 KW<>BROWN BOVARY<>7.5 KW / RPM 1440 / FLANGE / INSUL CL F<>FRAME QUVA132M4AT<>MOTOR ASSY
384 | A116110110010014 | MOTOR LT-3PH SQ CAGE < 50 KW<>BROWN BOVARY<>7.5 KW / RPM 1450 / VERT / INSUL CL F<>FRAME QUFA132M41AT<>MOTOR ASSY
385 | A116120010010015 | MOTOR LT-3PH SQ CAGE < 50 KW<>CHICO KOREA<>3.7 KW / RPM 1427 / HORIZ / INSUL CL F<>FRAME 112M<>MOTOR ASSY
386 | A116130010010014 | MOTOR LT-3PH SQ CAGE < 50 KW<>CONZ HAMBURG<>5.5 KW / RPM 1440 / MOUNTING FLANGE / F<>FRAME UMF132-SA4<>MOTOR ASSY
387 | A116140010010014 | MOTOR LT-3PH SQ CAGE < 50 KW<>CROMPTON GR<>0.075 KW / RPM 1400 / FLANGE / INSUL CL B<>FRAME B42<>MOTOR ASSY
388 | A116140020010014 | MOTOR LT-3PH SQ CAGE < 50 KW<>CROMPTON GR<>0.075 KW / RPM 1425 / FLANGE / INSUL CL B<>FRAME B56<>MOTOR ASSY
389 | A116140030010015 | MOTOR LT-3PH SQ CAGE < 50 KW<>CROMPTON GR<>0.18 KW / RPM 1330 / HORIZ / INSUL CL F<>FRAME HD71<>MOTOR ASSY
390 | A116140040010015 | MOTOR LT-3PH SQ CAGE < 50 KW<>CROMPTON GR<>0.18 KW / RPM 680 / HORIZ / INSUL CL B<>FRAME D90S<>MOTOR ASSY
391 | A116140050010015 | MOTOR LT-3PH SQ CAGE < 50 KW<>CROMPTON GR<>0.25 KW / RPM 1370 / HORIZ / INSUL CL B<>FRAME AD71D<>MOTOR ASSY
392 | A116140060010014 | MOTOR LT-3PH SQ CAGE < 50 KW<>CROMPTON GR<>0.25 KW / RPM 930 / MOUNTING FLANGE / F<>FRAME ND80D<>MOTOR ASSY
393 | A116140070010015 | MOTOR LT-3PH SQ CAGE < 50 KW<>CROMPTON GR<>0.25 KW / RPM 930 / HORIZ / INSUL CL F<>FRAME D80D<>MOTOR ASSY
394 | A116140080010015 | MOTOR LT-3PH SQ CAGE < 50 KW<>CROMPTON GR<>0.37 KW / RPM 1380 / HORIZ / INSUL CL F<>FRAME 71<>MOTOR ASSY
395 | A116140090010015 | MOTOR LT-3PH SQ CAGE < 50 KW<>CROMPTON GR<>0.37 KW / RPM 1410 / HORIZ / INSUL CL F<>FRAME D80<>MOTOR ASSY
396 | A116140100010015 | MOTOR LT-3PH SQ CAGE < 50 KW<>CROMPTON GR<>0.37 KW / RPM 1425 / HORIZ / INSUL CL F<>FRAME B56<>MOTOR ASSY
397 | A116140110010015 | MOTOR LT-3PH SQ CAGE < 50 KW<>CROMPTON GR<>0.37 KW / RPM 1450 / HORIZ / INSUL CL B<>FRAME BEC-17519-EV<>MOTOR ASSY
398 | A116140120010015 | MOTOR LT-3PH SQ CAGE < 50 KW<>CROMPTON GR<>0.37 KW / RPM 2800 / HORIZ / INSUL CL F<>FRAME E901<>MOTOR ASSY
399 | A116140130010015 | MOTOR LT-3PH SQ CAGE < 50 KW<>CROMPTON GR<>0.37 KW / RPM 910 / HORIZ / INSUL CL F<>FRAME ND80<>MOTOR ASSY
400 | A116140140010014 | MOTOR LT-3PH SQ CAGE < 50 KW<>CROMPTON GR<>0.55 KW / RPM 1350 / FLANGE / INSUL CL F<>FRAME B80C<>MOTOR ASSY
401 | A116140150010015 | MOTOR LT-3PH SQ CAGE < 50 KW<>CROMPTON GR<>0.55 KW / RPM 1395 / HORIZ / INSUL CL B<>FRAME D80C<>MOTOR ASSY
402 | A116140150020001 | MOTOR LT-3PH SQ CAGE < 50 KW<>CROMPTON GR<>0.55 KW / RPM 1395 / HORIZ / INSUL CL B<>FRAME NA<>MOTOR
403 | A116140160010015 | MOTOR LT-3PH SQ CAGE < 50 KW<>CROMPTON GR<>0.55 KW / RPM 900 / HORIZ / INSUL CL B<>FRAME ND90SH<>MOTOR ASSY
404 | A116140160020001 | MOTOR LT-3PH SQ CAGE < 50 KW<>CROMPTON GR<>0.55 KW / RPM 900 / HORIZ / INSUL CL B<>FRAME D80H<>MOTOR ASSY
405 | A116140170010015 | MOTOR LT-3PH SQ CAGE < 50 KW<>CROMPTON GR<>0.55 KW / RPM 910 / HORIZ / INSUL CL F<>FRAME D80H<>MOTOR ASSY
406 | A116140180010015 | MOTOR LT-3PH SQ CAGE < 50 KW<>CROMPTON GR<>0.56 KW / RPM 1420 / HORIZ / INSUL CL F<>FRAME NR905C<>MOTOR ASSY
407 | A116140190010015 | MOTOR LT-3PH SQ CAGE < 50 KW<>CROMPTON GR<>0.73 KW / RPM 1405 / HORIZ / INSUL CL F<>FRAME NR905C<>MOTOR ASSY
408 | A116140200010015 | MOTOR LT-3PH SQ CAGE < 50 KW<>CROMPTON GR<>0.75 KW / RPM 1395 / HORIZ / INSUL CL F<>FRAME ILA2036-4 / 80<>MOTOR ASSY
409 | A116140210010015 | MOTOR LT-3PH SQ CAGE < 50 KW<>CROMPTON GR<>0.75 KW / RPM 1405 / HORIZ / INSUL CL B<>FRAME ND90SH<>MOTOR ASSY
410 | A116140220010015 | MOTOR LT-3PH SQ CAGE < 50 KW<>CROMPTON GR<>0.75 KW / RPM 1405 / HORIZ / INSUL CL F<>FRAME ND90SH<>MOTOR ASSY
411 | A116140230010015 | MOTOR LT-3PH SQ CAGE < 50 KW<>CROMPTON GR<>0.75 KW / RPM 1410 / HORIZ / INSUL CL F<>FRAME ND80<>MOTOR ASSY
412 | A116140240010015 | MOTOR LT-3PH SQ CAGE < 50 KW<>CROMPTON GR<>0.75 KW / RPM 1425 / HORIZ / INSUL CL B<>FRAME B56<>MOTOR ASSY
413 | A116140250010015 | MOTOR LT-3PH SQ CAGE < 50 KW<>CROMPTON GR<>0.75 KW / RPM 1440 / HORIZ / INSUL CL F<>FRAME E-80<>MOTOR ASSY
414 | A116140260010015 | MOTOR LT-3PH SQ CAGE < 50 KW<>CROMPTON GR<>0.75 KW / RPM 2825 / HORIZ / INSUL CL F<>FRAME 1MJ3903-2<>MOTOR ASSY
415 | A116140260020001 | MOTOR LT-3PH SQ CAGE < 50 KW<>CROMPTON GR<>0.75 KW / RPM 2825 / HORIZ / INSUL CL F<>FRAME E80<>COMPLETE FLAME PROOF MOTOR ASSEMBLY
416 | A116140270010015 | MOTOR LT-3PH SQ CAGE < 50 KW<>CROMPTON GR<>0.75 KW / RPM 925 / HORIZ / INSUL CL F<>FRAME ND905<>MOTOR ASSY
417 | A116140280010014 | MOTOR LT-3PH SQ CAGE < 50 KW<>CROMPTON GR<>0.75 KW / RPM 935 / VERT / INSUL CL F<>FRAME MD90S<>MOTOR ASSY
418 | A116140290010015 | MOTOR LT-3PH SQ CAGE < 50 KW<>CROMPTON GR<>0.94 KW / RPM 980 / HORIZ / INSUL CL F<>FRAME D90L<>MOTOR ASSY
419 | A116140300010015 | MOTOR LT-3PH SQ CAGE < 50 KW<>CROMPTON GR<>1.1 KW / RPM 1405 / HORIZ / INSUL CL F<>FRAME ND905<>MOTOR ASSY
420 | A116140310010014 | MOTOR LT-3PH SQ CAGE < 50 KW<>CROMPTON GR<>1.1 KW / RPM 1405 / VERT / INSUL CL B<>FRAME D905<>MOTOR ASSY
421 | A116140320010015 | MOTOR LT-3PH SQ CAGE < 50 KW<>CROMPTON GR<>1.1 KW / RPM 1420 / HORIZ / INSUL CL B<>FRAME ND90L<>MOTOR ASSY
422 | A116140330010015 | MOTOR LT-3PH SQ CAGE < 50 KW<>CROMPTON GR<>1.5 KW / RPM 1405 / HORIZ / INSUL CL B<>FRAME ND90L<>MOTOR ASSY
423 | A116140340010015 | MOTOR LT-3PH SQ CAGE < 50 KW<>CROMPTON GR<>1.5 KW / RPM 1405 / HORIZ / INSUL CL F<>FRAME D90L<>MOTOR ASSY
424 | A116140350010015 | MOTOR LT-3PH SQ CAGE < 50 KW<>CROMPTON GR<>1.5 KW / RPM 1415 / HORIZ / INSUL CL F<>FRAME ND90L<>MOTOR ASSY
425 | A116140360010015 | MOTOR LT-3PH SQ CAGE < 50 KW<>CROMPTON GR<>1.5 KW / RPM 1440 / HORIZ / INSUL CL B<>FRAME D100L<>MOTOR ASSY
426 | A116140370010015 | MOTOR LT-3PH SQ CAGE < 50 KW<>CROMPTON GR<>1.5 KW / RPM 2830 / HORIZ / INSUL CL F<>FRAME D90L<>MOTOR ASSY
427 | A116140370020015 | MOTOR LT-3PH SQ CAGE < 50 KW<>CROMPTON GR<>1.5 KW / RPM 2830 / HORIZ / INSUL CL F<>FRAME FRAD905<>MOTOR ASSY
428 | A116140380010015 | MOTOR LT-3PH SQ CAGE < 50 KW<>CROMPTON GR<>1.5 KW / RPM 2880 / HORIZ / INSUL CL F<>FRAME D90L<>MOTOR ASSY
429 | A116140390010015 | MOTOR LT-3PH SQ CAGE < 50 KW<>CROMPTON GR<>1.5 KW / RPM 930 / HORIZ / INSUL CL B<>FRAME ND100LD<>MOTOR ASSY
430 | A116140400010015 | MOTOR LT-3PH SQ CAGE < 50 KW<>CROMPTON GR<>10 KW / RPM 1470 / HORIZ / INSUL CL F<>FRAME D160L<>MOTOR ASSY
431 | A116140410010014 | MOTOR LT-3PH SQ CAGE < 50 KW<>CROMPTON GR<>11 KW / RPM 1440 / VERT / INSUL CL F<>FRAME D160MD<>MOTOR ASSY
432 | A116140420010015 | MOTOR LT-3PH SQ CAGE < 50 KW<>CROMPTON GR<>11 KW / RPM 1450 / HORIZ / INSUL CL B<>FRAME D160M<>MOTOR ASSY
433 | A116140430010015 | MOTOR LT-3PH SQ CAGE < 50 KW<>CROMPTON GR<>11 KW / RPM 1450 / HORIZ / INSUL CL F<>FRAME D160L<>MOTOR ASSY
434 | A116140440010014 | MOTOR LT-3PH SQ CAGE < 50 KW<>CROMPTON GR<>11 KW / RPM 1455 / MOUNTING FLANGE / F<>FRAME D160MP<>MOTOR ASSY
435 | A116140450010015 | MOTOR LT-3PH SQ CAGE < 50 KW<>CROMPTON GR<>11 KW / RPM 1460 / HORIZ / INSUL CL B<>FRAME D160L<>MOTOR ASSY
436 | A116140460010015 | MOTOR LT-3PH SQ CAGE < 50 KW<>CROMPTON GR<>11 KW / RPM 1460 / HORIZ / INSUL CL F<>FRAME ND160L<>MOTOR ASSY
437 | A116140470010015 | MOTOR LT-3PH SQ CAGE < 50 KW<>CROMPTON GR<>11 KW / RPM 1470 / HORIZ / INSUL CL F<>FRAME MD180M<>MOTOR ASSY
438 | A116140470020001 | MOTOR LT-3PH SQ CAGE < 50 KW<>CROMPTON GR<>11 KW / RPM 1470 / HORIZ / INSUL CL F<>FRAME MD 180M<>MOTOR ASSY
439 | A116140480010015 | MOTOR LT-3PH SQ CAGE < 50 KW<>CROMPTON GR<>11 KW / RPM 1910 / HORIZ / INSUL CL B<>FRAME D160M<>MOTOR ASSY
440 | A116140490010015 | MOTOR LT-3PH SQ CAGE < 50 KW<>CROMPTON GR<>11 KW / RPM 2900 / HORIZ / INSUL CL F<>FRAME D160L<>MOTOR ASSY
441 | A116140500010014 | MOTOR LT-3PH SQ CAGE < 50 KW<>CROMPTON GR<>14 KW / RPM 2910 / VERT / INSUL CL F<>FRAME E160L<>MOTOR ASSY
442 | A116140510010015 | MOTOR LT-3PH SQ CAGE < 50 KW<>CROMPTON GR<>15 KW / RPM 1450 / HORIZ / INSUL CL B<>FRAME D160L<>MOTOR ASSY
443 | A116140510020015 | MOTOR LT-3PH SQ CAGE < 50 KW<>CROMPTON GR<>15 KW / RPM 1450 / HORIZ / INSUL CL B<>FRAME LE160<>MOTOR ASSY
444 | A116140520010015 | MOTOR LT-3PH SQ CAGE < 50 KW<>CROMPTON GR<>15 KW / RPM 1450 / HORIZ / INSUL CL F<>FRAME KH160L<>MOTOR ASSY
445 | A116140530010015 | MOTOR LT-3PH SQ CAGE < 50 KW<>CROMPTON GR<>15 KW / RPM 1455 / HORIZ / INSUL CL F<>FRAME E160LD<>MOTOR ASSY
446 | A116140540010015 | MOTOR LT-3PH SQ CAGE < 50 KW<>CROMPTON GR<>15 KW / RPM 1460 / HORIZ / INSUL CL B<>FRAME LE180<>MOTOR ASSY
447 | A116140550010014 | MOTOR LT-3PH SQ CAGE < 50 KW<>CROMPTON GR<>15 KW / RPM 1460 / VERT / INSUL CL B<>FRAME BVD180LMK-II<>MOTOR ASSY
448 | A116140560010015 | MOTOR LT-3PH SQ CAGE < 50 KW<>CROMPTON GR<>15 KW / RPM 2940 / HORIZ / INSUL CL F<>FRAME M / CNOAEJ20F2A<>MOTOR ASSY
449 | A116140570010015 | MOTOR LT-3PH SQ CAGE < 50 KW<>CROMPTON GR<>15 KW / RPM 960 / HORIZ / INSUL CL B<>FRAME ND180LH<>MOTOR ASSY
450 | A116140580010015 | MOTOR LT-3PH SQ CAGE < 50 KW<>CROMPTON GR<>18.5 KW / RPM 1455 / HORIZ / INSUL CL B<>FRAME 180L<>MOTOR ASSY
451 | A116140590010015 | MOTOR LT-3PH SQ CAGE < 50 KW<>CROMPTON GR<>18.5 KW / RPM 1460 / HORIZ / INSUL CL B<>FRAME LD180MMK-I<>MOTOR ASSY
452 | A116140600010015 | MOTOR LT-3PH SQ CAGE < 50 KW<>CROMPTON GR<>18.5 KW / RPM 1460 / HORIZ / INSUL CL F<>FRAME LD180MKJ<>MOTOR ASSY
453 | A116140600020015 | MOTOR LT-3PH SQ CAGE < 50 KW<>CROMPTON GR<>18.5 KW / RPM 1460 / HORIZ / INSUL CL F<>FRAME LD180MMK-II<>MOTOR ASSY
454 | A116140610010014 | MOTOR LT-3PH SQ CAGE < 50 KW<>CROMPTON GR<>18.5 KW / RPM 1460 / VERT / INSUL CL F<>FRAME BVD180MK-II<>MOTOR ASSY
455 | A116140620010015 | MOTOR LT-3PH SQ CAGE < 50 KW<>CROMPTON GR<>18.5 KW / RPM 1465 / HORIZ / INSUL CL F<>FRAME ND180L<>MOTOR ASSY
456 | A116140630010015 | MOTOR LT-3PH SQ CAGE < 50 KW<>CROMPTON GR<>18.5 KW / RPM 1467 / HORIZ / INSUL CL B<>FRAME LE200<>MOTOR ASSY
457 | A116140640010015 | MOTOR LT-3PH SQ CAGE < 50 KW<>CROMPTON GR<>18.5 KW / RPM 2935 / HORIZ / INSUL CL F<>FRAME BVD180MK-II<>MOTOR ASSY
458 | A116140650010015 | MOTOR LT-3PH SQ CAGE < 50 KW<>CROMPTON GR<>18.5 KW / RPM 973 / HORIZ / INSUL CL F<>FRAME 200L<>MOTOR ASSY
459 | A116140660010015 | MOTOR LT-3PH SQ CAGE < 50 KW<>CROMPTON GR<>2.2 KW / RPM 1400 / HORIZ / INSUL CL F<>FRAME ND100<>MOTOR ASSY
460 | A116140670010015 | MOTOR LT-3PH SQ CAGE < 50 KW<>CROMPTON GR<>2.2 KW / RPM 1410 / HORIZ / INSUL CL B<>FRAME D100L<>MOTOR ASSY
461 | A116140680010015 | MOTOR LT-3PH SQ CAGE < 50 KW<>CROMPTON GR<>2.2 KW / RPM 1440 / HORIZ / INSUL CL B<>FRAME MD100L<>MOTOR ASSY
462 | A116140690010015 | MOTOR LT-3PH SQ CAGE < 50 KW<>CROMPTON GR<>2.2 KW / RPM 1440 / HORIZ / INSUL CL F<>FRAME ND100L<>MOTOR ASSY
463 | A116140700010015 | MOTOR LT-3PH SQ CAGE < 50 KW<>CROMPTON GR<>2.2 KW / RPM 2840 / HORIZ / INSUL CL B<>FRAME D100L<>MOTOR ASSY
464 | A116140710010015 | MOTOR LT-3PH SQ CAGE < 50 KW<>CROMPTON GR<>2.2 KW / RPM 2850 / HORIZ / INSUL CL B<>FRAME MBK32<>MOTOR ASSY
465 | A116140710020015 | MOTOR LT-3PH SQ CAGE < 50 KW<>CROMPTON GR<>2.2 KW / RPM 2850 / HORIZ / INSUL CL B<>FRAME ND100L<>MOTOR ASSY
466 | A116140720010014 | MOTOR LT-3PH SQ CAGE < 50 KW<>CROMPTON GR<>2.2 KW / RPM 930 / VERT / INSUL CL B<>FRAME BRE12787R<>MOTOR ASSY
467 | A116140730010015 | MOTOR LT-3PH SQ CAGE < 50 KW<>CROMPTON GR<>22 KW / RPM 1455 / HORIZ / INSUL CL F<>FRAME D180LD<>MOTOR ASSY
468 | A116140740010015 | MOTOR LT-3PH SQ CAGE < 50 KW<>CROMPTON GR<>22 KW / RPM 1460 / HORIZ / INSUL CL F<>FRAME DI80LD<>MOTOR ASSY
469 | A116140750010014 | MOTOR LT-3PH SQ CAGE < 50 KW<>CROMPTON GR<>22 KW / RPM 1460 / VERT / INSUL CL F<>FRAME BVD180MK-II<>MOTOR ASSY
470 | A116140760010015 | MOTOR LT-3PH SQ CAGE < 50 KW<>CROMPTON GR<>22 KW / RPM 1470 / HORIZ / INSUL CL F<>FRAME AMW200L4<>MOTOR ASSY
471 | A116140760020015 | MOTOR LT-3PH SQ CAGE < 50 KW<>CROMPTON GR<>22 KW / RPM 1470 / HORIZ / INSUL CL F<>FRAME E200L<>MOTOR ASSY
472 | A116140770010015 | MOTOR LT-3PH SQ CAGE < 50 KW<>CROMPTON GR<>22 KW / RPM 1480 / HORIZ / INSUL CL F<>FRAME D200L<>MOTOR ASSY
473 | A116140780010015 | MOTOR LT-3PH SQ CAGE < 50 KW<>CROMPTON GR<>22 KW / RPM 1930 / HORIZ / INSUL CL F<>FRAME LD180MK-II<>MOTOR ASSY
474 | A116140790010015 | MOTOR LT-3PH SQ CAGE < 50 KW<>CROMPTON GR<>22 KW / RPM 2930 / HORIZ / INSUL CL F<>FRAME KF180L<>MOTOR ASSY
475 | A116140800010014 | MOTOR LT-3PH SQ CAGE < 50 KW<>CROMPTON GR<>22.5 KW / RPM 1475 / VERT / INSUL CL F<>FRAME E200L<>MOTOR ASSY
476 | A116140810010015 | MOTOR LT-3PH SQ CAGE < 50 KW<>CROMPTON GR<>25 KW / RPM 1465 / HORIZ / INSUL CL F<>FRAME 200L<>MOTOR ASSY
477 | A116140820010015 | MOTOR LT-3PH SQ CAGE < 50 KW<>CROMPTON GR<>25 KW / RPM 1475 / HORIZ / INSUL CL F<>FRAME D200LD<>MOTOR ASSY
478 | A116140830010015 | MOTOR LT-3PH SQ CAGE < 50 KW<>CROMPTON GR<>26 KW / RPM 1470 / HORIZ / INSUL CL F<>FRAME LD200LMK-II<>MOTOR ASSY
479 | A116140840010015 | MOTOR LT-3PH SQ CAGE < 50 KW<>CROMPTON GR<>29.5 KW / RPM 1450 / HORIZ / INSUL CL F<>FRAME C180L<>MOTOR ASSY
480 | A116140850010015 | MOTOR LT-3PH SQ CAGE < 50 KW<>CROMPTON GR<>3.7 KW / RPM 1430 / HORIZ / INSUL CL F<>FRAME E132M<>MOTOR ASSY
481 | A116140850020015 | MOTOR LT-3PH SQ CAGE < 50 KW<>CROMPTON GR<>3.7 KW / RPM 1430 / HORIZ / INSUL CL F<>FRAME ND112M<>MOTOR ASSY
482 | A116140860010014 | MOTOR LT-3PH SQ CAGE < 50 KW<>CROMPTON GR<>3.7 KW / RPM 1430 / VERT / INSUL CL F<>FRAME ND112MD<>MOTOR ASSY
483 | A116140870010015 | MOTOR LT-3PH SQ CAGE < 50 KW<>CROMPTON GR<>3.7 KW / RPM 1440 / HORIZ / INSUL CL F<>FRAME D1325<>MOTOR ASSY
484 | A116140870020015 | MOTOR LT-3PH SQ CAGE < 50 KW<>CROMPTON GR<>3.7 KW / RPM 1440 / HORIZ / INSUL CL F<>FRAME ND112L<>MOTOR ASSY
485 | A116140870030015 | MOTOR LT-3PH SQ CAGE < 50 KW<>CROMPTON GR<>3.7 KW / RPM 1440 / HORIZ / INSUL CL F<>FRAME ND1325<>MOTOR ASSY
486 | A116140880010015 | MOTOR LT-3PH SQ CAGE < 50 KW<>CROMPTON GR<>3.7 KW / RPM 2850 / HORIZ / INSUL CL B<>FRAME D100L<>MOTOR ASSY
487 | A116140880020015 | MOTOR LT-3PH SQ CAGE < 50 KW<>CROMPTON GR<>3.7 KW / RPM 2850 / HORIZ / INSUL CL B<>FRAME ND112M<>MOTOR ASSY
488 | A116140890010015 | MOTOR LT-3PH SQ CAGE < 50 KW<>CROMPTON GR<>3.7 KW / RPM 2850 / HORIZ / INSUL CL F<>FRAME ND112MD<>MOTOR ASSY
489 | A116140900010015 | MOTOR LT-3PH SQ CAGE < 50 KW<>CROMPTON GR<>30 KW / RPM 1450 / HORIZ / INSUL CL F<>FRAME D200L<>MOTOR ASSY
490 | A116140910010015 | MOTOR LT-3PH SQ CAGE < 50 KW<>CROMPTON GR<>30 KW / RPM 1470 / HORIZ / INSUL CL B<>FRAME LD200LMK-II<>MOTOR ASSY
491 | A116140920010014 | MOTOR LT-3PH SQ CAGE < 50 KW<>CROMPTON GR<>30 KW / RPM 1475 / FLANGE / INSUL CL B<>FRAME E200L<>MOTOR ASSY
492 | A116140930010015 | MOTOR LT-3PH SQ CAGE < 50 KW<>CROMPTON GR<>30 KW / RPM 2955 / HORIZ / INSUL CL F<>FRAME LD200LTMMK<>MOTOR ASSY
493 | A116140940010015 | MOTOR LT-3PH SQ CAGE < 50 KW<>CROMPTON GR<>37 KW / RPM 1475 / HORIZ / INSUL CL F<>FRAME D225S<>MOTOR ASSY
494 | A116140950010014 | MOTOR LT-3PH SQ CAGE < 50 KW<>CROMPTON GR<>37 KW / RPM 1475 / VERT / INSUL CL F<>FRAME 225MD<>MOTOR ASSY
495 | A116140960010015 | MOTOR LT-3PH SQ CAGE < 50 KW<>CROMPTON GR<>37 KW / RPM 1480 / HORIZ / INSUL CL B<>FRAME IMB3<>MOTOR ASSY
496 | A116140960020001 | MOTOR LT-3PH SQ CAGE < 50 KW<>CROMPTON GR<>37 KW / RPM 1480 / HORIZ / INSUL CL B<>FRAME ND225M<>MOTOR ASSY
497 | A116140970010015 | MOTOR LT-3PH SQ CAGE < 50 KW<>CROMPTON GR<>37 KW / RPM 1482 / HORIZ / INSUL CL F<>FRAME AMW225M4A1<>MOTOR ASSY
498 | A116140980010015 | MOTOR LT-3PH SQ CAGE < 50 KW<>CROMPTON GR<>37 KW / RPM 2954 / HORIZ / INSUL CL B<>FRAME ILA6207<>MOTOR ASSY
499 | A116140990010015 | MOTOR LT-3PH SQ CAGE < 50 KW<>CROMPTON GR<>37 KW / RPM 985 / HORIZ / INSUL CL F<>FRAME LD250MMK-II<>MOTOR ASSY
500 | A116141000010015 | MOTOR LT-3PH SQ CAGE < 50 KW<>CROMPTON GR<>4 KW / RPM 700 / HORIZ / INSUL CL F<>FRAME 132M2<>MOTOR ASSY
501 | A116141010010015 | MOTOR LT-3PH SQ CAGE < 50 KW<>CROMPTON GR<>4 KW / RPM 930 / HORIZ / INSUL CL F<>FRAME D132S<>MOTOR ASSY
502 | A116141020010015 | MOTOR LT-3PH SQ CAGE < 50 KW<>CROMPTON GR<>45 KW / RPM 1460 / HORIZ / INSUL CL F<>FRAME C200L<>MOTOR ASSY
503 | A116141030010015 | MOTOR LT-3PH SQ CAGE < 50 KW<>CROMPTON GR<>45 KW / RPM 1475 / HORIZ / INSUL CL E<>FRAME D25MBOP5551A<>MOTOR ASSY
504 | A116141040010015 | MOTOR LT-3PH SQ CAGE < 50 KW<>CROMPTON GR<>45 KW / RPM 1480 / HORIZ / INSUL CL F<>FRAME D250S<>MOTOR ASSY
505 | A116141040020001 | MOTORS LT-3PH SQ CAGE < 50 KW<>CROMPTON GR<>45 KW / RPM 1480 / HORIZ / INSUL CL F<>ND225M<>MOTOR ASSY
506 | A116141050010015 | MOTOR LT-3PH SQ CAGE < 50 KW<>CROMPTON GR<>45 KW / RPM 1485 / HORIZ / INSUL CL B<>FRAME BS2613<>MOTOR ASSY
507 | A116141060010014 | MOTOR LT-3PH SQ CAGE < 50 KW<>CROMPTON GR<>45 KW / RPM 2940 / VERT / INSUL CL F<>FRAME ND250SD<>MOTOR ASSY
508 | A116141070010015 | MOTOR LT-3PH SQ CAGE < 50 KW<>CROMPTON GR<>45 KW / RPM 2955 / HORIZ / INSUL CL F<>FRAME 225M<>MOTOR ASSY
509 | A116141080010014 | MOTOR LT-3PH SQ CAGE < 50 KW<>CROMPTON GR<>45 KW / RPM 2955 / VERT / INSUL CL F<>FRAME 225M<>MOTOR ASSY
510 | A116141080020014 | MOTOR LT-3PH SQ CAGE < 50 KW<>CROMPTON GR<>45 KW / RPM 2955 / VERT / INSUL CL F<>FRAME ILA6-2232AAB94Z225M<>MOTOR ASSY
511 | A116141090010015 | MOTOR LT-3PH SQ CAGE < 50 KW<>CROMPTON GR<>45 KW / RPM 980 / HORIZ / INSUL CL F<>FRAME ND280S<>MOTOR ASSY
512 | A116141100010015 | MOTOR LT-3PH SQ CAGE < 50 KW<>CROMPTON GR<>5.5 KW / RPM 1440 / HORIZ / INSUL CL F<>FRAME ND132M<>MOTOR ASSY
513 | A116141100020015 | MOTOR LT-3PH SQ CAGE < 50 KW<>CROMPTON GR<>5.5 KW / RPM 1440 / HORIZ / INSUL CL F<>FRAME PM132S<>MOTOR ASSY
514 | A116141110010014 | MOTOR LT-3PH SQ CAGE < 50 KW<>CROMPTON GR<>5.5 KW / RPM 1440 / VERT / INSUL CL F<>FRAME 1325D<>MOTOR ASSY
515 | A116141110020014 | MOTOR LT-3PH SQ CAGE < 50 KW<>CROMPTON GR<>5.5 KW / RPM 1440 / VERT / INSUL CL F<>FRAME SD132MD<>MOTOR ASSY
516 | A116141120010014 | MOTOR LT-3PH SQ CAGE < 50 KW<>CROMPTON GR<>5.5 KW / RPM 1450 / FLANGE / INSUL CL F<>FRAME ND132S<>MOTOR ASSY
517 | A116141130010015 | MOTOR LT-3PH SQ CAGE < 50 KW<>CROMPTON GR<>5.5 KW / RPM 2850 / HORIZ / INSUL CL B<>FRAME D132S<>MOTOR ASSY
518 | A116141140010015 | MOTOR LT-3PH SQ CAGE < 50 KW<>CROMPTON GR<>5.5 KW / RPM 2865 / HORIZ / INSUL CL B<>FRAME ND132S<>MOTOR ASSY
519 | A116141150010015 | MOTOR LT-3PH SQ CAGE < 50 KW<>CROMPTON GR<>5.5 KW / RPM 2880 / HORIZ / INSUL CL F<>FRAME ND112M<>MOTOR ASSY
520 | A116141160010015 | MOTOR LT-3PH SQ CAGE < 50 KW<>CROMPTON GR<>5.5 KW / RPM 2900 / HORIZ / INSUL CL E<>FRAME 2DM67856629F<>MOTOR ASSY
521 | A116141170010015 | MOTOR LT-3PH SQ CAGE < 50 KW<>CROMPTON GR<>5.5 KW / RPM 950 / HORIZ / INSUL CL F<>FRAME 160M<>MOTOR ASSY
522 | A116141180010015 | MOTOR LT-3PH SQ CAGE < 50 KW<>CROMPTON GR<>7.5 KW / RPM 1440 / HORIZ / INSUL CL B<>FRAME D332M<>MOTOR ASSY
523 | A116141190010015 | MOTOR LT-3PH SQ CAGE < 50 KW<>CROMPTON GR<>7.5 KW / RPM 1440 / HORIZ / INSUL CL F<>FRAME E132M<>MOTOR ASSY
524 | A116141190020015 | MOTOR LT-3PH SQ CAGE < 50 KW<>CROMPTON GR<>7.5 KW / RPM 1440 / HORIZ / INSUL CL F<>FRAME ND132M<>MOTOR ASSY
525 | A116141200010014 | MOTOR LT-3PH SQ CAGE < 50 KW<>CROMPTON GR<>7.5 KW / RPM 1450 / VERT / INSUL CL F<>FRAME D160MD<>MOTOR ASSY
526 | A116141210010015 | MOTOR LT-3PH SQ CAGE < 50 KW<>CROMPTON GR<>7.5 KW / RPM 1460 / HORIZ / INSUL CL F<>FRAME ND160MD<>MOTOR ASSY
527 | A116141220010015 | MOTOR LT-3PH SQ CAGE < 50 KW<>CROMPTON GR<>7.5 KW / RPM 1470 / HORIZ / INSUL CL B<>FRAME E160L<>MOTOR ASSY
528 | A116141230010014 | MOTOR LT-3PH SQ CAGE < 50 KW<>CROMPTON GR<>7.5 KW / RPM 2865 / FLANGE / INSUL CL B<>FRAME D132S<>MOTOR ASSY
529 | A116141230020014 | MOTOR LT-3PH SQ CAGE < 50 KW<>CROMPTON GR<>7.5 KW / RPM 2865 / FLANGE / INSUL CL B<>FRAME E132M<>MOTOR ASSY
530 | A116141240010015 | MOTOR LT-3PH SQ CAGE < 50 KW<>CROMPTON GR<>7.5 KW / RPM 2900 / HORIZ / INSUL CL B<>FRAME D160M<>MOTOR ASSY
531 | A116141250010015 | MOTOR LT-3PH SQ CAGE < 50 KW<>CROMPTON GR<>7.5 KW / RPM 930 / HORIZ / INSUL CL F<>FRAME D160M<>MOTOR ASSY
532 | A116141260010015 | MOTOR LT-3PH SQ CAGE < 50 KW<>CROMPTON GR<>7.5 KW / RPM 970 / HORIZ / INSUL CL F<>FRAME ND160M<>MOTOR ASSY
533 | A116141270010014 | MOTOR LT-3PH SQ CAGE < 50 KW<>CROMPTON GR<>7.5 KW / RPM 970 / VERT / INSUL CL F<>FRAME ND160M<>MOTOR ASSY
534 | A116141280010015 | MOTOR LT-3PH SQ CAGE < 50 KW<>CROMPTON GR<>9.3 KW / RPM 1440 / HORIZ / INSUL CL F<>FRAME D160M<>MOTOR ASSY
535 | A116141290010014 | MOTOR LT-3PH SQ CAGE < 50 KW<>CROMPTON GR<>9.3 KW / RPM 1440 / VERT / INSUL CL F<>FRAME D160MD<>MOTOR ASSY
536 | A116141300010015 | MOTOR LT-3PH SQ CAGE < 50 KW<>CROMPTON GR<>9.3 KW / RPM 1460 / HORIZ / INSUL CL F<>FRAME ND132S<>MOTOR ASSY
537 | A116141310010015 | MOTOR LT-3PH SQ CAGE < 50 KW<>CROMPTON GR<>9.3 KW / RPM 2920 / HORIZ / INSUL CL F<>FRAME D160M<>MOTOR ASSY
538 | A116141390010001 | MOTOR LT-3PH SQ CAGE < 50 KW<>CROMPTON GR<>8.7 KW / RPM 2800 / HORIZ / INSUL CL F<>MONO<>MOTOR ASSY
539 | A116141400010001 | MOTOR LT-3PH SQ CAGE < 50 KW<>CROMPTON GR<>15 KW / RPM 1425 / VERTICAL / CL F<>FRAME AUJ225X<>MOTOR ASSY
540 | A116141410010003 | MOTOR LT-3PH SQ CAGE < 50 KW<>CROMPTON GR<>2.2 KW / RPM 935 / HORIZ / INSUL CL F<>FRAME ND 112M<>MOTOR COMPLETE ASSY
541 | A116141420010001 | MOTOR LT-3PH SQ CAGE < 50 KW<>CROMPTON GR<>22 KW / RPM 1475 / HORIZ / INSUL CL F<>FRAME ND 180L<>MOTOR COMPLETE ASSY
542 | A116141430010001 | MOTOR LT-3PH SQ CAGE < 50 KW<>CROMPTON GR<>0.75 KW / RPM 2825 / FLANGE / INSUL CL F<>FRAME D80<>MOTOR ASSY
543 | A116141440010001 | MOTOR LT-3PH SQ CAGE < 50 KW<>CROMPTON GR<>18.5 KW / 1475 RPM / HORIZ / INS CL F<>FRAME ND 180 M<>MOTOR ASSY
544 | A116141450010001 | MOTOR LT-3PH SQ CAGE < 50 KW<>CROMPTON GR<>3.7 KW / RPM 1435 / HORIZ / INSUL CL F<>FRAME DA112 MSD<>MOTOR COMPLETE ASSY
545 | A116141460010001 | MOTOR LT-3PH SQ CAGE < 50 KW<>CROMPTON GR<>1.1 KW / RPM 2820 / HORIZ / INSUL CL F<>FRAME ND80<>MOTOR ASSY
546 | A116141470010001 | MOTOR LT-3PH SQ CAGE < 50 KW<>CROMPTON GR<>15 KW / RPM 1440 / HORIZ / INSUL CL B<>FRAME ND180M<>MOTOR ASSY
547 | A116141740010001 | MOTOR LT-3PH SQ CAGE < 50 KW<>CROMPTON GR<>0.37KW/1410RPM<>FRAME ND80<>COMPLETE MOTOR ASSEMBLY
548 | A116141740020001 | MOTOR LT-3PH SQ CAGE < 50 KW<>CROMPTON GR<>0.37KW/1410RPM<>RAME 6204 Z<>COMPLETE MOTOR ASSEMBLY
549 | A116141750010001 | MOTOR LT-3PH SQ CAGE < 50 KW<>CROMPTON GR<>0.75KW/1410RPM<>FRAME ND80<>COMPLETE MOTOR ASSEMBLY
550 | A116141760010001 | MOTOR LT-3PH SQ CAGE < 50 KW<>CROMPTON GR<>0.75KW/1425RPM<>FRAME NG80<>COMPLETE MOTOR ASSEMBLY
551 | A116141770010001 | MOTOR LT-3PH SQ CAGE < 50 KW<>CROMPTON GR<>0.75KW/935RPM<>FRAME ND90S<>COMPLETE MOTOR ASSEMBLY
552 | A116141780010001 | MOTOR LT-3PH SQ CAGE < 50 KW<>CROMPTON GR<>1.1KW,2.375AMP,1415RPM<>FRAME NG90S<>COMPLETE MOTOR ASSEMBLY
553 | A116141790010001 | MOTOR LT-3PH SQ CAGE < 50 KW<>CROMPTON GR<>1.5KW/1420RPM/HORIZ<>FRAME NG90L<>COMPLETE MOTOR ASSEMBLY
554 | A116141800010001 | MOTOR LT-3PH SQ CAGE < 50 KW<>CROMPTON GR<>3.7KW/1430RPM<>FRAME ND112M<>TAC SMALL MOTOR
555 | A116141810010001 | MOTOR LT-3PH SQ CAGE < 50 KW<>CROMPTON GR<>37KW/1475RPM<>FRAME E225 M<>COMPLETE MOTOR ASSEMBLY
556 | A116141820010001 | MOTOR LT-3PH SQ CAGE < 50 KW<>CROMPTON GR<>37KW/2960RPM<>FRAME ND200L<>COMPLETE MOTOR ASSEMBLY
557 | A116141830010001 | MOTOR LT-3PH SQ CAGE < 50 KW<>CROMPTON GR<>45KW/1475RPM/HORIZ<>FRAME ND225M<>COMPLETE MOTOR ASSEMBLY
558 | A116141840010001 | MOTOR LT-3PH SQ CAGE < 50 KW<>CROMPTON GR<>9.3KW/2920RPM<>FRAME ND160M<>COMPLETE MOTOR ASSEMBLY
559 | A116141850010001 | MOTOR LT-3PH SQ CAGE < 50 KW<>CROMPTON GR<>112 KW / RPM 1485 / HORIZ / INSUL CL F<>315S<>MOTOR ASSY
560 | A116141860010001 | MOTOR LT-3PH SQ CAGE < 50 KW<>CROMPTON GR<>125 KW / RPM 1485 / HORIZ / INSUL CL F<>ND315M<>MOTOR ASSY
561 | A116141870010001 | MOTOR LT-3PH SQ CAGE < 50 KW<>CROMPTON GR<>5.5 KW / RPM 1450 / HORIZ / INSUL CL F<>ND123S<>MOTOR ASSY
562 | A116141880010001 | MOTOR LT-3PH SQ CAGE < 50 KW<>CROMPTON GR<>37 KW / RPM 1480 / HORIZ / INSUL CL F<>FRAME ND225S<>MOTOR ASSY
563 | A116150010010014 | MOTOR LT-3PH SQ CAGE < 50 KW<>ELECTROMAG<>1.67 KW / RPM 950 / VERT / INSUL CL B<>FRAME U-23W<>MOTOR ASSY
564 | A116150020010015 | MOTOR LT-3PH SQ CAGE < 50 KW<>ELECTROMAG<>2.3 KW / RPM 950 / HORIZ / INSUL CL F<>FRAME U-35W<>MOTOR ASSY
565 | A116160010010015 | MOTOR LT-3PH SQ CAGE < 50 KW<>ELECTRO MASELINESS BOW<>3 KW / RPM 1430 / HORIZ / INSUL CL F<>FRAME 100L-4<>MOTOR ASSY
566 | A116170010010014 | MOTOR LT-3PH SQ CAGE < 50 KW<>ELTA<>7.5 KW / RPM 1440 / VERT / INSUL CL F<>FRAME 132M<>MOTOR ASSY
567 | A116180010010015 | MOTOR LT-3PH SQ CAGE < 50 KW<>ENGLISH ELECTRIC<>30 KW / RPM 1465 / HORIZ / INSUL CL F<>FRAME HORIZONTALLEGMOUNTED<>MOTOR ASSY
568 | A116180020010015 | MOTOR LT-3PH SQ CAGE < 50 KW<>ENGLISH ELECTRIC<>5.5 KW / RPM 1420 / HORIZ / INSUL CL B<>FRAME EC132S<>MOTOR ASSY
569 | A116190010010014 | MOTOR LT-3PH SQ CAGE < 50 KW<>FLOW WELL<>3.2 KW / RPM 1440 / FLANGE / INSUL CL F<>FRAME 1250D<>MOTOR ASSY
570 | A116200010010014 | MOTOR LT-3PH SQ CAGE < 50 KW<>GEC<>0.18 KW / RPM 1380 / FLANGE / INSUL CL B<>FRAME 71<>MOTOR ASSY
571 | A116200020010015 | MOTOR LT-3PH SQ CAGE < 50 KW<>GEC<>0.75 KW / RPM 1400 / HORIZ / INSUL CL F<>FRAME 80<>MOTOR ASSY
572 | A116200030010015 | MOTOR LT-3PH SQ CAGE < 50 KW<>GEC<>15 KW / RPM 975 / HORIZ / INSUL CL F<>FRAME AF2S180L6B3<>MOTOR ASSY
573 | A116200040010015 | MOTOR LT-3PH SQ CAGE < 50 KW<>GEC<>18.7 KW / RPM 1460 / HORIZ / INSUL CL E<>FRAME 1800M<>MOTOR ASSY
574 | A116200050010015 | MOTOR LT-3PH SQ CAGE < 50 KW<>GEC<>2.2 KW / RPM 1475 / HORIZ / INSUL CL B<>FRAME 112M<>MOTOR ASSY
575 | A116200060010015 | MOTOR LT-3PH SQ CAGE < 50 KW<>GEC<>37 KW / RPM 2965 / HORIZ / INSUL CL F<>FRAME 225M<>MOTOR ASSY
576 | A116200070010015 | MOTOR LT-3PH SQ CAGE < 50 KW<>GEC<>5.5 KW / RPM 1440 / HORIZ / INSUL CL F<>FRAME 1325<>MOTOR ASSY
577 | A116200080010015 | MOTOR LT-3PH SQ CAGE < 50 KW<>GEC<>5.5 KW / RPM 709 / HORIZ / INSUL CL F<>FRAME AF2S160M8UI<>MOTOR ASSY
578 | A116200100010001 | MOTOR LT-3PH SQ CAGE < 50 KW<>GEC<>8 KW / RPM / HORIZ / INSUL CL F<>FRAME 132M<>MOTOR ASSY
579 | A116200110010001 | MOTORS LT-3PH SQ CAGE < 50 KW<>GEC<>1.2 KW / RPM 700 / FLANGE / INSUL CL B<>FRAME ZE915<>MOTOR ASSY
580 | A116210010010015 | MOTOR LT-3PH SQ CAGE < 50 KW<>GEC ALSTHOM<>45 KW / RPM 1470 / HORIZ / INSUL CL F<>FRAME KF225M<>MOTOR ASSY
581 | A116220010010014 | MOTOR LT-3PH SQ CAGE < 50 KW<>GEORGE KOBOL<>0.12 KW / RPM 2800 / FLANGE / INSUL CL F<>FRAME KOD325-1MB / SS / SF<>MOTOR ASSY
582 | A116220010020001 | MOTOR LT-3PH SQ CAGE < 50 KW<>GEORGE KOBOL<>0.12 KW / RPM 2800 / FLANGE / INSUL CL F<>FRAME KOD325-VTSD<>MOTOR ASSY
583 | A116220020010015 | MOTOR LT-3PH SQ CAGE < 50 KW<>GEORGE KOBOL<>0.12 KW / RPM 2800 / HORIZ / INSUL CL F<>FRAME KD325MBVL<>MOTOR ASSY
584 | A116230010010014 | MOTOR LT-3PH SQ CAGE < 50 KW<>HBB<>0.26 KW / RPM 1380 / FLANGE / INSUL CL F<>FRAME QUF71M4B1<>MOTOR ASSY
585 | A116230020010015 | MOTOR LT-3PH SQ CAGE < 50 KW<>HBB<>0.75 KW / RPM 935 / HORIZ / INSUL CL F<>FRAME QU40L601<>MOTOR ASSY
586 | A116230030010015 | MOTOR LT-3PH SQ CAGE < 50 KW<>HBB<>1.5 KW / RPM 2840 / HORIZ / INSUL CL F<>FRAME QU90L21<>MOTOR ASSY
587 | A116230040010015 | MOTOR LT-3PH SQ CAGE < 50 KW<>HBB<>15 KW / RPM 1450 / HORIZ / INSUL CL F<>FRAME QU160L4B<>MOTOR ASSY
588 | A116230050010015 | MOTOR LT-3PH SQ CAGE < 50 KW<>HBB<>15 KW / RPM 2890 / HORIZ / INSUL CL E<>FRAME QU160M29<>MOTOR ASSY
589 | A116230060010015 | MOTOR LT-3PH SQ CAGE < 50 KW<>HBB<>15 KW / RPM 2890 / HORIZ / INSUL CL F<>FRAME QV160M2B<>MOTOR ASSY
590 | A116230070010015 | MOTOR LT-3PH SQ CAGE < 50 KW<>HBB<>16.5 KW / RPM 2900 / HORIZ / INSUL CL F<>FRAME QU160LAZ<>MOTOR ASSY
591 | A116230080010015 | MOTOR LT-3PH SQ CAGE < 50 KW<>HBB<>18.5 KW / RPM 2900 / HORIZ / INSUL CL F<>FRAME QU160L2B<>MOTOR ASSY
592 | A116230090010015 | MOTOR LT-3PH SQ CAGE < 50 KW<>HBB<>37 KW / RPM 2925 / HORIZ / INSUL CL F<>FRAME QU225M2<>MOTOR ASSY
593 | A116230100010015 | MOTOR LT-3PH SQ CAGE < 50 KW<>HBB<>45 KW / RPM 1455 / HORIZ / INSUL CL F<>FRAME QV160M2B<>MOTOR ASSY
594 | A116230110010015 | MOTOR LT-3PH SQ CAGE < 50 KW<>HBB<>49 KW / RPM 1470 / HORIZ / INSUL CL F<>FRAME QV280M4BI<>MOTOR ASSY
595 | A116230120010014 | MOTOR LT-3PH SQ CAGE < 50 KW<>HBB<>5.5 KW / RPM 1450 / FLANGE / INSUL CL F<>FRAME QYXY132S4AD<>MOTOR ASSY
596 | A116230130010015 | MOTOR LT-3PH SQ CAGE < 50 KW<>HBB<>9.3 KW / RPM 2890 / HORIZ / INSUL CL F<>FRAME QU132MZ<>MOTOR ASSY
597 | A116230150010001 | MOTOR LT-3PH SQ CAGE < 50 KW<>HBB<>18.5 KW / RPM 965<>FRAME 086822HF<>MOTOR COMPLETE ASSY
598 | A116240010010015 | MOTOR LT-3PH SQ CAGE < 50 KW<>HIND ELECT<>0.75 KW / RPM 1400 / HORIZ / INSUL CL B<>FRAME 80<>MOTOR ASSY
599 | A116240020010015 | MOTOR LT-3PH SQ CAGE < 50 KW<>HIND ELECT<>2.2 KW / RPM 710 / HORIZ / INSUL CL B<>FRAME 44TEFC<>MOTOR ASSY
600 | A116240030010014 | MOTOR LT-3PH SQ CAGE < 50 KW<>HIND ELECT<>5.5 KW / RPM 710 / VERT / INSUL CL F<>FRAME 160M<>MOTOR ASSY
601 | A116240040010001 | MOTOR LT-3PH SQ CAGE < 50 KW<>HIND ELECT<>0.90 KW / RPM 870 / HORIZ / INSUL CL B<>FRAME 71<>MOTOR ASSY
602 | A116250010010015 | MOTOR LT-3PH SQ CAGE < 50 KW<>JYOTI<>11 KW / RPM 1465 / HORIZ / INSUL CL B<>FRAME CTF160M<>MOTOR ASSY
603 | A116250020010015 | MOTOR LT-3PH SQ CAGE < 50 KW<>JYOTI<>2.2 KW / RPM 955 / HORIZ / INSUL CL F<>FRAME M-132217-1<>MOTOR ASSY
604 | A116250030010015 | MOTOR LT-3PH SQ CAGE < 50 KW<>JYOTI<>5.5 KW / RPM 1440 / HORIZ / INSUL CL F<>FRAME 75UL2A4-5525075D<>MOTOR ASSY
605 | A116250040010015 | MOTOR LT-3PH SQ CAGE < 50 KW<>JYOTI<>5.5 KW / RPM 955 / HORIZ / INSUL CL F<>FRAME M-132110-1<>MOTOR ASSY
606 | A116260010010014 | MOTOR LT-3PH SQ CAGE < 50 KW<>KIRLOSKAR<>0.05 KW / RPM 1500 / FLANGE / INSUL CL F<>FRAME CKH71<>MOTOR ASSY
607 | A116260020010015 | MOTOR LT-3PH SQ CAGE < 50 KW<>KIRLOSKAR<>0.18 KW / RPM 1385 / HORIZ / INSUL CL B<>FRAME CKH7413-85<>MOTOR ASSY
608 | A116260030010015 | MOTOR LT-3PH SQ CAGE < 50 KW<>KIRLOSKAR<>0.18 KW / RPM 1400 / HORIZ / INSUL CL F<>FRAME KH71<>MOTOR ASSY
609 | A116260040010015 | MOTOR LT-3PH SQ CAGE < 50 KW<>KIRLOSKAR<>0.18 KW / RPM 660 / HORIZ / INSUL CL F<>FRAME KH80<>MOTOR ASSY
610 | A116260050010015 | MOTOR LT-3PH SQ CAGE < 50 KW<>KIRLOSKAR<>0.25 KW / RPM 900 / HORIZ / INSUL CL F<>FRAME BN80<>MOTOR ASSY
611 | A116260060010014 | MOTOR LT-3PH SQ CAGE < 50 KW<>KIRLOSKAR<>0.37 KW / RPM 1320 / FLANGE / INSUL CL B<>FRAME CKH80<>MOTOR ASSY
612 | A116260070010015 | MOTOR LT-3PH SQ CAGE < 50 KW<>KIRLOSKAR<>0.37 KW / RPM 1380 / HORIZ / INSUL CL F<>FRAME KH71<>MOTOR ASSY
613 | A116260070020001 | MOTORS LT-3PH SQ CAGE < 50 KW<>KIRLOSKAR<>0.37 KW / RPM 1380 / HORIZ / INSUL CL F<>BPM71<>MOTOR ASSY
614 | A116260080010015 | MOTOR LT-3PH SQ CAGE < 50 KW<>KIRLOSKAR<>0.37 KW / RPM 900 / HORIZ / INSUL CL B<>FRAME CKH80<>MOTOR ASSY
615 | A116260090010015 | MOTOR LT-3PH SQ CAGE < 50 KW<>KIRLOSKAR<>0.55 KW / RPM 900 / HORIZ / INSUL CL B<>FRAME FBKH905<>MOTOR ASSY
616 | A116260100010015 | MOTOR LT-3PH SQ CAGE < 50 KW<>KIRLOSKAR<>0.55 KW / RPM 900 / HORIZ / INSUL CL F<>FRAME FBKH905<>MOTOR ASSY
617 | A116260110010015 | MOTOR LT-3PH SQ CAGE < 50 KW<>KIRLOSKAR<>0.56 KW / RPM 1380 / HORIZ / INSUL CL B<>FRAME CKH90C<>MOTOR ASSY
618 | A116260120010014 | MOTOR LT-3PH SQ CAGE < 50 KW<>KIRLOSKAR<>0.56 KW / RPM 1425 / FLANGE / INSUL CL F<>FRAME CK180<>MOTOR ASSY
619 | A116260120020001 | MOTOR LT-3PH SQ CAGE < 50 KW<>KIRLOSKAR<>0.56 KW / RPM 1425 / FLANGE / INSUL CL F<>FRAME CPM905<>MOTOR ASSY
620 | A116260130010015 | MOTOR LT-3PH SQ CAGE < 50 KW<>KIRLOSKAR<>0.56 KW / RPM 1440 / HORIZ / INSUL CL F<>FRAME CD-90<>MOTOR ASSY
621 | A116260130020015 | MOTOR LT-3PH SQ CAGE < 50 KW<>KIRLOSKAR<>0.56 KW / RPM 1440 / HORIZ / INSUL CL F<>FRAME CHK-90<>MOTOR ASSY
622 | A116260140010015 | MOTOR LT-3PH SQ CAGE < 50 KW<>KIRLOSKAR<>0.75 KW / RPM 1380 / HORIZ / INSUL CL B<>FRAME KH80<>MOTOR ASSY
623 | A116260150010015 | MOTOR LT-3PH SQ CAGE < 50 KW<>KIRLOSKAR<>0.75 KW / RPM 1380 / HORIZ / INSUL CL F<>FRAME FBPM90S<>MOTOR ASSY
624 | A116260160010015 | MOTOR LT-3PH SQ CAGE < 50 KW<>KIRLOSKAR<>0.75 KW / RPM 1400 / HORIZ / INSUL CL F<>FRAME FBKH905<>MOTOR ASSY
625 | A116260170010015 | MOTOR LT-3PH SQ CAGE < 50 KW<>KIRLOSKAR<>0.75 KW / RPM 2780 / HORIZ / INSUL CL F<>FRAME LE90<>MOTOR ASSY
626 | A116260170020001 | MOTOR LT-3PH SQ CAGE < 50 KW<>KIRLOSKAR<>0.75 KW / RPM 2780 / HORIZ / INSUL CL F<>FRAME PM-80<>MOTOR ASSY
627 | A116260180010015 | MOTOR LT-3PH SQ CAGE < 50 KW<>KIRLOSKAR<>0.75 KW / RPM 690 / HORIZ / INSUL CL F<>FRAME KH100L<>MOTOR ASSY
628 | A116260190010015 | MOTOR LT-3PH SQ CAGE < 50 KW<>KIRLOSKAR<>0.75 KW / RPM 925 / HORIZ / INSUL CL F<>FRAME KH100<>MOTOR ASSY
629 | A116260200010015 | MOTOR LT-3PH SQ CAGE < 50 KW<>KIRLOSKAR<>0.75 KW / RPM 930 / HORIZ / INSUL CL F<>FRAME N90S<>MOTOR ASSY
630 | A116260210010015 | MOTOR LT-3PH SQ CAGE < 50 KW<>KIRLOSKAR<>1.1 KW / RPM 1400 / HORIZ / INSUL CL F<>FRAME KH90L<>MOTOR ASSY
631 | A116260220010015 | MOTOR LT-3PH SQ CAGE < 50 KW<>KIRLOSKAR<>1.1 KW / RPM 2820 / HORIZ / INSUL CL F<>FRAME PM80<>MOTOR ASSY
632 | A116260230010015 | MOTOR LT-3PH SQ CAGE < 50 KW<>KIRLOSKAR<>1.5 KW / RPM 1400 / HORIZ / INSUL CL B<>FRAME KH90L<>MOTOR ASSY
633 | A116260240010015 | MOTOR LT-3PH SQ CAGE < 50 KW<>KIRLOSKAR<>1.5 KW / RPM 1400 / HORIZ / INSUL CL F<>FRAME KH100L<>MOTOR ASSY
634 | A116260240020015 | MOTOR LT-3PH SQ CAGE < 50 KW<>KIRLOSKAR<>1.5 KW / RPM 1400 / HORIZ / INSUL CL F<>FRAME KH90L<>MOTOR ASSY
635 | A116260240030015 | MOTOR LT-3PH SQ CAGE < 50 KW<>KIRLOSKAR<>1.5 KW / RPM 1400 / HORIZ / INSUL CL F<>FRAME LE100<>MOTOR ASSY
636 | A116260240050001 | MOTOR LT-3PH SQ CAGE < 50 KW<>KIRLOSKAR<>1.5 KW / RPM 1400 / HORIZ / INSUL CL F<>UT0024/196<>MOTOR ASSY
637 | A116260250010015 | MOTOR LT-3PH SQ CAGE < 50 KW<>KIRLOSKAR<>1.5 KW / RPM 1450 / HORIZ / INSUL CL F<>FRAME LE100<>MOTOR ASSY
638 | A116260250020001 | MOTOR LT-3PH SQ CAGE < 50 KW<>KIRLOSKAR<>1.5 KW / RPM 1450 / HORIZ / INSUL CL F<>FRAME KB100<>MOTOR ASSY
639 | A116260260010015 | MOTOR LT-3PH SQ CAGE < 50 KW<>KIRLOSKAR<>1.5 KW / RPM 1460 / HORIZ / INSUL CL F<>FRAME KH90L<>MOTOR ASSY
640 | A116260270010015 | MOTOR LT-3PH SQ CAGE < 50 KW<>KIRLOSKAR<>1.5 KW / RPM 2400 / HORIZ / INSUL CL F<>FRAME BNE112<>MOTOR ASSY
641 | A116260290010014 | MOTOR LT-3PH SQ CAGE < 50 KW<>KIRLOSKAR<>1.5 KW / RPM 2800 / VERT / INSUL CL F<>FRAME KH90L<>MOTOR ASSY
642 | A116260300010015 | MOTOR LT-3PH SQ CAGE < 50 KW<>KIRLOSKAR<>1.5 KW / RPM 2820 / HORIZ / INSUL CL F<>FRAME LE100<>MOTOR ASSY
643 | A116260310010015 | MOTOR LT-3PH SQ CAGE < 50 KW<>KIRLOSKAR<>11 KW / RPM 1400 / HORIZ / INSUL CL F<>FRAME 160L<>MOTOR ASSY
644 | A116260320010015 | MOTOR LT-3PH SQ CAGE < 50 KW<>KIRLOSKAR<>11 KW / RPM 1430 / HORIZ / INSUL CL F<>FRAME KH132S<>MOTOR ASSY
645 | A116260330010014 | MOTOR LT-3PH SQ CAGE < 50 KW<>KIRLOSKAR<>11 KW / RPM 1440 / VERT / INSUL CL F<>FRAME BPM160M<>MOTOR ASSY
646 | A116260340010015 | MOTOR LT-3PH SQ CAGE < 50 KW<>KIRLOSKAR<>11 KW / RPM 1445 / HORIZ / INSUL CL F<>FRAME 100L<>MOTOR ASSY
647 | A116260350010015 | MOTOR LT-3PH SQ CAGE < 50 KW<>KIRLOSKAR<>11 KW / RPM 1450 / HORIZ / INSUL CL B<>FRAME KH160L<>MOTOR ASSY
648 | A116260350020015 | MOTOR LT-3PH SQ CAGE < 50 KW<>KIRLOSKAR<>11 KW / RPM 1450 / HORIZ / INSUL CL B<>FRAME LE160<>MOTOR ASSY
649 | A116260360010015 | MOTOR LT-3PH SQ CAGE < 50 KW<>KIRLOSKAR<>11 KW / RPM 1450 / HORIZ / INSUL CL F<>FRAME BKH160<>MOTOR ASSY
650 | A116260360020015 | MOTOR LT-3PH SQ CAGE < 50 KW<>KIRLOSKAR<>11 KW / RPM 1450 / HORIZ / INSUL CL F<>FRAME KH160M<>MOTOR ASSY
651 | A116260360030017 | MOTOR LT-3PH SQ CAGE < 50 KW<>KIRLOSKAR<>11 KW / RPM 1450 / HORIZ / INSUL CL F<>FRAME PM160M<>MOTOR ASSY
652 | A116260370010014 | MOTOR LT-3PH SQ CAGE < 50 KW<>KIRLOSKAR<>11 KW / RPM 1450 / VERT / INSUL CL F<>FRAME PM160L<>MOTOR ASSY
653 | A116260380010015 | MOTOR LT-3PH SQ CAGE < 50 KW<>KIRLOSKAR<>11 KW / RPM 1460 / HORIZ / INSUL CL F<>FRAME N160L<>MOTOR ASSY
654 | A116260390010015 | MOTOR LT-3PH SQ CAGE < 50 KW<>KIRLOSKAR<>11 KW / RPM 2890 / HORIZ / INSUL CL B<>FRAME KH160<>MOTOR ASSY
655 | A116260400010015 | MOTOR LT-3PH SQ CAGE < 50 KW<>KIRLOSKAR<>11 KW / RPM 950 / HORIZ / INSUL CL F<>FRAME KH160M<>MOTOR ASSY
656 | A116260410010015 | MOTOR LT-3PH SQ CAGE < 50 KW<>KIRLOSKAR<>12.5 KW / RPM 1450 / HORIZ / INSUL CL F<>FRAME KH160L<>MOTOR ASSY
657 | A116260420010015 | MOTOR LT-3PH SQ CAGE < 50 KW<>KIRLOSKAR<>12.5 KW / RPM 2880 / HORIZ / INSUL CL F<>FRAME KH160L<>MOTOR ASSY
658 | A116260430010015 | MOTOR LT-3PH SQ CAGE < 50 KW<>KIRLOSKAR<>13 KW / RPM 1500 / HORIZ / INSUL CL F<>FRAME DC225 / 28<>MOTOR ASSY
659 | A116260440010015 | MOTOR LT-3PH SQ CAGE < 50 KW<>KIRLOSKAR<>15 KW / RPM 1440 / HORIZ / INSUL CL F<>FRAME 180M<>MOTOR ASSY
660 | A116260440020001 | MOTOR LT-3PH SQ CAGE < 50 KW<>KIRLOSKAR<>15 KW / RPM 1440 / HORIZ / INSUL CL F<>FRAME KH160 L<>MOTOR ASSY
661 | A116260450010015 | MOTOR LT-3PH SQ CAGE < 50 KW<>KIRLOSKAR<>15 KW / RPM 1450 / HORIZ / INSUL CL F<>FRAME KH160L<>MOTOR ASSY
662 | A116260450020015 | MOTOR LT-3PH SQ CAGE < 50 KW<>KIRLOSKAR<>15 KW / RPM 1450 / HORIZ / INSUL CL F<>FRAME PM160L<>MOTOR ASSY
663 | A116260450020021 | MOTOR LT-3PH SQ CAGE < 50 KW<>KIRLOSKAR<>RATING 15 KW / RPM 1450 / HORIZ / INSULATION CLASS F<>FRAME PM160L<>ENERGY EFFICIENT MOTOR ASSY
664 | A116260460010015 | MOTOR LT-3PH SQ CAGE < 50 KW<>KIRLOSKAR<>15 KW / RPM 1460 / HORIZ / INSUL CL F<>FRAME D100LMK-II<>MOTOR ASSY
665 | A116260470010015 | MOTOR LT-3PH SQ CAGE < 50 KW<>KIRLOSKAR<>15 KW / RPM 1480 / HORIZ / INSUL CL F<>FRAME LD180MM<>MOTOR ASSY
666 | A116260470020015 | MOTOR LT-3PH SQ CAGE < 50 KW<>KIRLOSKAR<>15 KW / RPM 1480 / HORIZ / INSUL CL F<>FRAME LD180MMK-II<>MOTOR ASSY
667 | A116260470030001 | MOTOR LT-3PH SQ CAGE < 50 KW<>KIRLOSKAR<>15 KW / RPM 1480 / HORIZ / INSUL CL F<>FRAME SC200L <>MOTOR ASSY
668 | A116260470040001 | MOTOR LT-3PH SQ CAGE < 50 KW<>KIRLOSKAR<>15 KW / RPM 1480 / HORIZ / INSUL CL F<>FRAME PM180M <>MOTOR ASSY
669 | A116260480010015 | MOTOR LT-3PH SQ CAGE < 50 KW<>KIRLOSKAR<>15 KW / RPM 2700 / HORIZ / INSUL CL F<>FRAME KH160L<>MOTOR ASSY
670 | A116260490010015 | MOTOR LT-3PH SQ CAGE < 50 KW<>KIRLOSKAR<>15 KW / RPM 960 / HORIZ / INSUL CL F<>FRAME LD200LMK-II<>MOTOR ASSY
671 | A116260500010015 | MOTOR LT-3PH SQ CAGE < 50 KW<>KIRLOSKAR<>16.5 KW / RPM 2890 / HORIZ / INSUL CL F<>FRAME KH160L<>MOTOR ASSY
672 | A116260510010015 | MOTOR LT-3PH SQ CAGE < 50 KW<>KIRLOSKAR<>17.5 KW / RPM 2891 / HORIZ / INSUL CL F<>FRAME KH160L<>MOTOR ASSY
673 | A116260520010015 | MOTOR LT-3PH SQ CAGE < 50 KW<>KIRLOSKAR<>18.5 KW / RPM 1456 / HORIZ / INSUL CL F<>FRAME LD180L<>MOTOR ASSY
674 | A116260530010015 | MOTOR LT-3PH SQ CAGE < 50 KW<>KIRLOSKAR<>18.5 KW / RPM 1460 / HORIZ / INSUL CL F<>FRAME LD180L-MK-II<>MOTOR ASSY
675 | A116260530020015 | MOTOR LT-3PH SQ CAGE < 50 KW<>KIRLOSKAR<>18.5 KW / RPM 1460 / HORIZ / INSUL CL F<>FRAME LD181L-MK-II<>MOTOR ASSY
676 | A116260530030001 | MOTOR LT-3PH SQ CAGE < 50 KW<>KIRLOSKAR<>18.5 KW / RPM 1460 / HORIZ / INSUL CL F<>FRAME SC200L<>MOTOR ASSY
677 | A116260530030002 | MOTOR LT-3PH SQ CAGE < 50 KW<>KIRLOSKAR<>18.5 KW / RPM 1460 / HORIZ / INSUL CL F<>FRAME SC200L<>ENERGY EFFICIENT MOTOR ASSY
678 | A116260540010015 | MOTOR LT-3PH SQ CAGE < 50 KW<>KIRLOSKAR<>18.5 KW / RPM 1470 / HORIZ / INSUL CL F<>FRAME D180M<>MOTOR ASSY
679 | A116260550010015 | MOTOR LT-3PH SQ CAGE < 50 KW<>KIRLOSKAR<>18.5 KW / RPM 2900 / HORIZ / INSUL CL F<>FRAME PM160L<>MOTOR ASSY
680 | A116260560010015 | MOTOR LT-3PH SQ CAGE < 50 KW<>KIRLOSKAR<>18.5 KW / RPM 2930 / HORIZ / INSUL CL F<>FRAME LD1802MK-II<>MOTOR ASSY
681 | A116260560020015 | MOTOR LT-3PH SQ CAGE < 50 KW<>KIRLOSKAR<>18.5 KW / RPM 2930 / HORIZ / INSUL CL F<>FRAME LD180L-MK-II<>MOTOR ASSY
682 | A116260570010015 | MOTOR LT-3PH SQ CAGE < 50 KW<>KIRLOSKAR<>2.2 KW / RPM 1425 / HORIZ / INSUL CL F<>FRAME ND100L<>MOTOR ASSY
683 | A116260590010014 | MOTOR LT-3PH SQ CAGE < 50 KW<>KIRLOSKAR<>2.2 KW / RPM 1430 / HORIZ / INSUL CL F<>FRAME 100L<>MOTOR ASSY
684 | A116260600010015 | MOTOR LT-3PH SQ CAGE < 50 KW<>KIRLOSKAR<>2.2 KW / RPM 2830 / HORIZ / INSUL CL F<>FRAME PM90L<>MOTOR ASSY
685 | A116260610010015 | MOTOR LT-3PH SQ CAGE < 50 KW<>KIRLOSKAR<>2.2 KW / RPM 2900 / HORIZ / INSUL CL B<>FRAME XD104<>MOTOR ASSY
686 | A116260620010015 | MOTOR LT-3PH SQ CAGE < 50 KW<>KIRLOSKAR<>2.2 KW / RPM 710 / HORIZ / INSUL CL F<>FRAME KH160M<>MOTOR ASSY
687 | A116260630010015 | MOTOR LT-3PH SQ CAGE < 50 KW<>KIRLOSKAR<>2.2 KW / RPM 950 / HORIZ / INSUL CL F<>FRAME BKH132<>MOTOR ASSY
688 | A116260640010015 | MOTOR LT-3PH SQ CAGE < 50 KW<>KIRLOSKAR<>20 KW / RPM 1800 / HORIZ / INSUL CL F<>FRAME TDC315 / 75<>MOTOR ASSY
689 | A116260650010015 | MOTOR LT-3PH SQ CAGE < 50 KW<>KIRLOSKAR<>22 KW / RPM 1455 / HORIZ / INSUL CL F<>FRAME BVD200MR-II<>MOTOR ASSY
690 | A116260660010014 | MOTOR LT-3PH SQ CAGE < 50 KW<>KIRLOSKAR<>22 KW / RPM 1460 / VERT / INSUL CL F<>FRAME VSC180L<>MOTOR ASSY
691 | A116260670010015 | MOTOR LT-3PH SQ CAGE < 50 KW<>KIRLOSKAR<>22 KW / RPM 1465 / HORIZ / INSUL CL F<>FRAME LD1891<>MOTOR ASSY
692 | A116260680010015 | MOTOR LT-3PH SQ CAGE < 50 KW<>KIRLOSKAR<>22 KW / RPM 1470 / HORIZ / INSUL CL F<>FRAME SC180L<>MOTOR ASSY
693 | A116260690010015 | MOTOR LT-3PH SQ CAGE < 50 KW<>KIRLOSKAR<>22 KW / RPM 2800 / HORIZ / INSUL CL F<>FRAME NO-925HC-125<>MOTOR ASSY
694 | A116260700010015 | MOTOR LT-3PH SQ CAGE < 50 KW<>KIRLOSKAR<>22 KW / RPM 2933 / HORIZ / INSUL CL F<>FRAME LD180LMK-II<>MOTOR ASSY
695 | A116260710010015 | MOTOR LT-3PH SQ CAGE < 50 KW<>KIRLOSKAR<>22 KW / RPM 2960 / HORIZ / INSUL CL B<>FRAME LD200L<>MOTOR ASSY
696 | A116260720010014 | MOTOR LT-3PH SQ CAGE < 50 KW<>KIRLOSKAR<>25 KW / RPM 970 / VERT / INSUL CL F<>FRAME KH160L<>MOTOR ASSY
697 | A116260720020001 | MOTOR LT-3PH SQ CAGE < 50 KW<>KIRLOSKAR<>25 KW / RPM 970 / VERT / INSUL CL F<>FRAME BVD225<>MOTOR ASSY
698 | A116260730010014 | MOTOR LT-3PH SQ CAGE < 50 KW<>KIRLOSKAR<>25 KW / RPM 980 / FLANGE / INSUL CL B<>FRAME BDV225<>MOTOR ASSY
699 | A116260740010015 | MOTOR LT-3PH SQ CAGE < 50 KW<>KIRLOSKAR<>26 KW / RPM 1470 / HORIZ / INSUL CL F<>FRAME LD200LMK-II<>MOTOR ASSY
700 | A116260750010014 | MOTOR LT-3PH SQ CAGE < 50 KW<>KIRLOSKAR<>26 KW / RPM 1470 / VERT / INSUL CL F<>FRAME VH200<>MOTOR ASSY
701 | A116260760010015 | MOTOR LT-3PH SQ CAGE < 50 KW<>KIRLOSKAR<>26 KW / RPM 1800 / HORIZ / INSUL CL F<>FRAME TDC315 / 75<>MOTOR ASSY
702 | A116260770010015 | MOTOR LT-3PH SQ CAGE < 50 KW<>KIRLOSKAR<>3.7 KW / RPM 1430 / HORIZ / INSUL CL F<>FRAME PM112M<>MOTOR ASSY
703 | A116260780010015 | MOTOR LT-3PH SQ CAGE < 50 KW<>KIRLOSKAR<>3.7 KW / RPM 1440 / HORIZ / INSUL CL B<>FRAME LE132<>MOTOR ASSY
704 | A116260790010015 | MOTOR LT-3PH SQ CAGE < 50 KW<>KIRLOSKAR<>3.7 KW / RPM 1440 / HORIZ / INSUL CL F<>FRAME BNE112<>MOTOR ASSY
705 | A116260790020015 | MOTOR LT-3PH SQ CAGE < 50 KW<>KIRLOSKAR<>3.7 KW / RPM 1440 / HORIZ / INSUL CL F<>FRAME KH112M<>MOTOR ASSY
706 | A116260800010015 | MOTOR LT-3PH SQ CAGE < 50 KW<>KIRLOSKAR<>3.7 KW / RPM 2800 / HORIZ / INSUL CL B<>FRAME KH112M<>MOTOR ASSY
707 | A116260810010015 | MOTOR LT-3PH SQ CAGE < 50 KW<>KIRLOSKAR<>3.7 KW / RPM 2840 / HORIZ / INSUL CL F<>FRAME K100C5C25<>MOTOR ASSY
708 | A116260820010015 | MOTOR LT-3PH SQ CAGE < 50 KW<>KIRLOSKAR<>3.7 KW / RPM 2850 / HORIZ / INSUL CL F<>FRAME TEFCKH-112M<>MOTOR ASSY
709 | A116260830010015 | MOTOR LT-3PH SQ CAGE < 50 KW<>KIRLOSKAR<>3.7 KW / RPM 950 / HORIZ / INSUL CL F<>FRAME BKH192M<>MOTOR ASSY
710 | A116260830020001 | MOTOR LT-3PH SQ CAGE < 50 KW<>KIRLOSKAR<>3.7 KW / RPM 950 / HORIZ / INSUL CL F<>FRAME PM132S<>MOTOR ASSY
711 | A116260840010015 | MOTOR LT-3PH SQ CAGE < 50 KW<>KIRLOSKAR<>30 KW / RPM 1450 / HORIZ / INSUL CL F<>FRAME LC80L<>MOTOR ASSY
712 | A116260840020001 | MOTOR LT-3PH SQ CAGE < 50 KW<>KIRLOSKAR<>30 KW / RPM 1450 / HORIZ / INSUL CL F<>FRAME SC200L<>ENERGY EFFICIENT MOTOR ASSY
713 | A116260850010015 | MOTOR LT-3PH SQ CAGE < 50 KW<>KIRLOSKAR<>30 KW / RPM 1470 / HORIZ / INSUL CL F<>FRAME LD200LMK-II<>MOTOR ASSY
714 | A116260850020015 | MOTOR LT-3PH SQ CAGE < 50 KW<>KIRLOSKAR<>30 KW / RPM 1470 / HORIZ / INSUL CL F<>FRAME SC200L<>MOTOR ASSY
715 | A116260850030001 | MOTOR LT-3PH SQ CAGE < 50 KW<>KIRLOSKAR<>30KW/1470RPM/HORIZ<>KI200L<>COMPLETE MOTOR ASSEMBLY
716 | A116260860010015 | MOTOR LT-3PH SQ CAGE < 50 KW<>KIRLOSKAR<>30 KW / RPM 1475 / HORIZ / INSUL CL F<>FRAME FSS200L<>MOTOR ASSY
717 | A116260870010015 | MOTOR LT-3PH SQ CAGE < 50 KW<>KIRLOSKAR<>30 KW / RPM 1478 / HORIZ / INSUL CL B<>FRAME LD225S<>MOTOR ASSY
718 | A116260880010015 | MOTOR LT-3PH SQ CAGE < 50 KW<>KIRLOSKAR<>30 KW / RPM 2960 / HORIZ / INSUL CL B<>FRAME LD225S<>MOTOR ASSY
719 | A116260890010015 | MOTOR LT-3PH SQ CAGE < 50 KW<>KIRLOSKAR<>30 KW / RPM 2960 / HORIZ / INSUL CL F<>FRAME LD2253MK-II<>MOTOR ASSY
720 | A116260900010014 | MOTOR LT-3PH SQ CAGE < 50 KW<>KIRLOSKAR<>30 KW / RPM 975 / VERT / INSUL CL F<>FRAME BVD225<>MOTOR ASSY
721 | A116260910010015 | MOTOR LT-3PH SQ CAGE < 50 KW<>KIRLOSKAR<>32 KW / RPM 2960 / HORIZ / INSUL CL F<>FRAME LD225SMK-II<>MOTOR ASSY
722 | A116260920010015 | MOTOR LT-3PH SQ CAGE < 50 KW<>KIRLOSKAR<>37 KW / RPM 1440 / HORIZ / INSUL CL F<>FRAME BKH132<>MOTOR ASSY
723 | A116260930010015 | MOTOR LT-3PH SQ CAGE < 50 KW<>KIRLOSKAR<>37 KW / RPM 1470 / HORIZ / INSUL CL F<>FRAME LD225-5<>MOTOR ASSY
724 | A116260930020001 | MOTOR LT-3PH SQ CAGE < 50 KW<>KIRLOSKAR<>37 KW / RPM 1470 / HORIZ / INSUL CL F<>FRAME SC225S<>MOTOR ASSY
725 | A116260940010014 | MOTOR LT-3PH SQ CAGE < 50 KW<>KIRLOSKAR<>37 KW / RPM 1474 / FLANGE / INSUL CL B<>FRAME BVD225<>MOTOR ASSY
726 | A116260950010015 | MOTOR LT-3PH SQ CAGE < 50 KW<>KIRLOSKAR<>37 KW / RPM 1475 / HORIZ / INSUL CL F<>FRAME BVD225MMK<>MOTOR ASSY
727 | A116260960010015 | MOTOR LT-3PH SQ CAGE < 50 KW<>KIRLOSKAR<>37 KW / RPM 1480 / HORIZ / INSUL CL F<>FRAME E200L<>MOTOR ASSY
728 | A116260960020015 | MOTOR LT-3PH SQ CAGE < 50 KW<>KIRLOSKAR<>37 KW / RPM 1480 / HORIZ / INSUL CL F<>FRAME E250<>MOTOR ASSY
729 | A116260960030001 | MOTOR LT-3PH SQ CAGE < 50 KW<>KIRLOSKAR<>37 KW / RPM 1480 / HORIZ / INSUL CL F<>FRAME SC225M <>MOTOR ASSY
730 | A116260960030002 | MOTOR LT-3PH SQ CAGE < 50 KW<>KIRLOSKAR<>37 KW / RPM 1480 / HORIZ / INSUL CL F<>FRAME SC225M <>ENERGY EFFICIENT MOTOR ASSY
731 | A116260970010015 | MOTOR LT-3PH SQ CAGE < 50 KW<>KIRLOSKAR<>37 KW / RPM 2955 / HORIZ / INSUL CL F<>FRAME LD225SMK-II<>MOTOR ASSY
732 | A116260980010015 | MOTOR LT-3PH SQ CAGE < 50 KW<>KIRLOSKAR<>37 KW / RPM 2960 / HORIZ / INSUL CL F<>FRAME LD2253MK-II<>MOTOR ASSY
733 | A116260980020015 | MOTOR LT-3PH SQ CAGE < 50 KW<>KIRLOSKAR<>37 KW / RPM 2960 / HORIZ / INSUL CL F<>FRAME LD225M<>MOTOR ASSY
734 | A116260980030013 | MOTOR LT-3PH SQ CAGE < 50 KW<>KIRLOSKAR<>37 KW / RPM 2960 / HORIZ / INSUL CL F<>FRAME LD225L<>MOTOR ASSY
735 | A116260990010015 | MOTOR LT-3PH SQ CAGE < 50 KW<>KIRLOSKAR<>37 KW / RPM 983 / HORIZ / INSUL CL F<>FRAME SC250M<>MOTOR ASSY
736 | A116261000010015 | MOTOR LT-3PH SQ CAGE < 50 KW<>KIRLOSKAR<>42 KW / RPM 1480 / HORIZ / INSUL CL F<>FRAME 3DV225M<>MOTOR ASSY
737 | A116261010010015 | MOTOR LT-3PH SQ CAGE < 50 KW<>KIRLOSKAR<>45 KW / RPM 1470 / HORIZ / INSUL CL F<>FRAME LA225M<>MOTOR ASSY
738 | A116261020010015 | MOTOR LT-3PH SQ CAGE < 50 KW<>KIRLOSKAR<>45 KW / RPM 1475 / HORIZ / INSUL CL F<>FRAME LD225MMK-II<>MOTOR ASSY
739 | A116261020020016 | MOTOR LT-3PH SQ CAGE < 50 KW<>KIRLOSKAR<>45 KW / RPM 1475 / HORIZ / INSUL CL F<>FRAME SC225M<>MOTOR ASSY
740 | A116261020030001 | MOTOR LT-3PH SQ CAGE < 50 KW<>KIRLOSKAR<>45 KW / RPM 1475 / HORIZ / INSUL CL F<>FRAME SC250S <>MOTOR ASSY
741 | A116261020030002 | MOTOR LT-3PH SQ CAGE < 50 KW<>KIRLOSKAR<>45 KW / RPM 1475 / HORIZ / INSUL CL F<>FRAME SC250S <>ENERGY EFFICIENT MOTOR ASSY
742 | A116261030010015 | MOTOR LT-3PH SQ CAGE < 50 KW<>KIRLOSKAR<>45 KW / RPM 2960 / HORIZ / INSUL CL F<>FRAME BVD225MMK-II<>MOTOR ASSY
743 | A116261030020015 | MOTOR LT-3PH SQ CAGE < 50 KW<>KIRLOSKAR<>45 KW / RPM 2960 / HORIZ / INSUL CL F<>FRAME LD225MMK-II<>MOTOR ASSY
744 | A116261040010014 | MOTOR LT-3PH SQ CAGE < 50 KW<>KIRLOSKAR<>48.5 KW / RPM 1460 / VERT / INSUL CL F<>FRAME VH200<>MOTOR ASSY
745 | A116261050010015 | MOTOR LT-3PH SQ CAGE < 50 KW<>KIRLOSKAR<>5.5 KW / RPM 1435 / HORIZ / INSUL CL F<>FRAME B45Z4<>MOTOR ASSY
746 | A116261060010015 | MOTOR LT-3PH SQ CAGE < 50 KW<>KIRLOSKAR<>5.5 KW / RPM 1440 / HORIZ / INSUL CL B<>FRAME KH132<>MOTOR ASSY
747 | A116261070010015 | MOTOR LT-3PH SQ CAGE < 50 KW<>KIRLOSKAR<>5.5 KW / RPM 1440 / HORIZ / INSUL CL F<>FRAME KH1325<>MOTOR ASSY
748 | A116261070020015 | MOTOR LT-3PH SQ CAGE < 50 KW<>KIRLOSKAR<>5.5 KW / RPM 1440 / HORIZ / INSUL CL F<>FRAME KH132S<>MOTOR ASSY
749 | A116261080010015 | MOTOR LT-3PH SQ CAGE < 50 KW<>KIRLOSKAR<>5.5 KW / RPM 1450 / HORIZ / INSUL CL E<>FRAME KH16<>MOTOR ASSY
750 | A116261090010015 | MOTOR LT-3PH SQ CAGE < 50 KW<>KIRLOSKAR<>5.5 KW / RPM 1450 / HORIZ / INSUL CL F<>FRAME KH132M<>MOTOR ASSY
751 | A116261100010015 | MOTOR LT-3PH SQ CAGE < 50 KW<>KIRLOSKAR<>5.5 KW / RPM 1485 / HORIZ / INSUL CL F<>FRAME KH1325<>MOTOR ASSY
752 | A116261110010015 | MOTOR LT-3PH SQ CAGE < 50 KW<>KIRLOSKAR<>5.5 KW / RPM 2800 / HORIZ / INSUL CL B<>FRAME 132M<>MOTOR ASSY
753 | A116261120010015 | MOTOR LT-3PH SQ CAGE < 50 KW<>KIRLOSKAR<>5.5 KW / RPM 2850 / HORIZ / INSUL CL F<>FRAME MKH132<>MOTOR ASSY
754 | A116261130010015 | MOTOR LT-3PH SQ CAGE < 50 KW<>KIRLOSKAR<>5.5 KW / RPM 950 / HORIZ / INSUL CL F<>FRAME KH132S<>MOTOR ASSY
755 | A116261140010015 | MOTOR LT-3PH SQ CAGE < 50 KW<>KIRLOSKAR<>5.5 KW / RPM 990 / HORIZ / INSUL CL F<>FRAME KH160M<>MOTOR ASSY
756 | A116261150010015 | MOTOR LT-3PH SQ CAGE < 50 KW<>KIRLOSKAR<>7.3 KW / RPM 2850 / HORIZ / INSUL CL F<>FRAME KH160M<>MOTOR ASSY
757 | A116261160010015 | MOTOR LT-3PH SQ CAGE < 50 KW<>KIRLOSKAR<>7.5 KW / RPM 1440 / HORIZ / INSUL CL F<>FRAME BKH132<>MOTOR ASSY
758 | A116261160020015 | MOTOR LT-3PH SQ CAGE < 50 KW<>KIRLOSKAR<>7.5 KW / RPM 1440 / HORIZ / INSUL CL F<>FRAME PM132M<>MOTOR ASSY
759 | A116261170010014 | MOTOR LT-3PH SQ CAGE < 50 KW<>KIRLOSKAR<>7.5 KW / RPM 1440 / VERT / INSUL CL F<>FRAME BPM132M<>MOTOR ASSY
760 | A116261180010015 | MOTOR LT-3PH SQ CAGE < 50 KW<>KIRLOSKAR<>7.5 KW / RPM 1450 / HORIZ / INSUL CL B<>FRAME KH160M<>MOTOR ASSY
761 | A116261190010015 | MOTOR LT-3PH SQ CAGE < 50 KW<>KIRLOSKAR<>7.5 KW / RPM 1450 / HORIZ / INSUL CL F<>FRAME KH160L<>MOTOR ASSY
762 | A116261200010014 | MOTOR LT-3PH SQ CAGE < 50 KW<>KIRLOSKAR<>7.5 KW / RPM 1450 / VERT / INSUL CL F<>FRAME BKH160M<>MOTOR ASSY
763 | A116261210010015 | MOTOR LT-3PH SQ CAGE < 50 KW<>KIRLOSKAR<>7.5 KW / RPM 2850 / HORIZ / INSUL CL F<>FRAME KAH160M<>MOTOR ASSY
764 | A116261220010015 | MOTOR LT-3PH SQ CAGE < 50 KW<>KIRLOSKAR<>7.5 KW / RPM 2880 / HORIZ / INSUL CL F<>FRAME KH160M<>MOTOR ASSY
765 | A116261230010015 | MOTOR LT-3PH SQ CAGE < 50 KW<>KIRLOSKAR<>7.5 KW / RPM 2900 / HORIZ / INSUL CL B<>FRAME KDS1050<>MOTOR ASSY
766 | A116261240010015 | MOTOR LT-3PH SQ CAGE < 50 KW<>KIRLOSKAR<>7.5 KW / RPM 2900 / HORIZ / INSUL CL F<>FRAME NE160<>MOTOR ASSY
767 | A116261250010015 | MOTOR LT-3PH SQ CAGE < 50 KW<>KIRLOSKAR<>9.3 KW / RPM 1440 / HORIZ / INSUL CL F<>FRAME B-324-YPE-TK<>MOTOR ASSY
768 | A116261260010015 | MOTOR LT-3PH SQ CAGE < 50 KW<>KIRLOSKAR<>9.3 KW / RPM 1450 / HORIZ / INSUL CL B<>FRAME 160M<>MOTOR ASSY
769 | A116261270010015 | MOTOR LT-3PH SQ CAGE < 50 KW<>KIRLOSKAR<>9.3 KW / RPM 1450 / HORIZ / INSUL CL F<>FRAME BKH160<>MOTOR ASSY
770 | A116261270020015 | MOTOR LT-3PH SQ CAGE < 50 KW<>KIRLOSKAR<>9.3 KW / RPM 1450 / HORIZ / INSUL CL F<>FRAME KAH160M<>MOTOR ASSY
771 | A116261270030015 | MOTOR LT-3PH SQ CAGE < 50 KW<>KIRLOSKAR<>9.3 KW / RPM 1450 / HORIZ / INSUL CL F<>FRAME KH150M<>MOTOR ASSY
772 | A116261270040015 | MOTOR LT-3PH SQ CAGE < 50 KW<>KIRLOSKAR<>9.3 KW / RPM 1450 / HORIZ / INSUL CL F<>FRAME KH160M<>MOTOR ASSY
773 | A116261280010015 | MOTOR LT-3PH SQ CAGE < 50 KW<>KIRLOSKAR<>9.3 KW / RPM 2900 / HORIZ / INSUL CL F<>FRAME KH160M<>MOTOR ASSY
774 | A116261280020015 | MOTOR LT-3PH SQ CAGE < 50 KW<>KIRLOSKAR<>9.3 KW / RPM 2900 / HORIZ / INSUL CL F<>FRAME N160M<>MOTOR ASSY
775 | A116261290010015 | MOTOR LT-3PH SQ CAGE < 50 KW<>KIRLOSKAR<>9.3 KW / RPM 2920 / HORIZ / INSUL CL F<>FRAME LE160<>MOTOR ASSY
776 | A116261350010001 | MOTOR LT-3PH SQ CAGE < 50 KW<>KIRLOSKAR<>1.5 KW / RPM 1420 / HORIZ / INSUL CL A<>FRAME B-112 B<>MOTOR COMPLETE ASSY
777 | A116261390010001 | MOTOR LT-3PH SQ CAGE < 50 KW<>KIRLOSKAR<>1.5 KW / RPM 1400 / HORIZ / INSL CL F<>FRAME BKH90L<>MOTOR COMPLETE ASSEMBLY
778 | A116261490020001 | MOTOR LT-3PH SQ CAGE < 50 KW<>KIRLOSKAR<>22 KW / RPM 1480 / HORIZ / INSUL CL F<>FRAME SC180L<>ENERGY EFFICIENT MOTOR ASSY
779 | A116261490030001 | MOTOR LT-3PH SQ CAGE < 50 KW<>KIRLOSKAR<>22 KW / RPM 1480 / HORIZ / INSUL CL F<>FRAME SC200L<>ENERGY EFFICIENT MOTOR ASSY
780 | A116261500010001 | MOTOR LT-3PH SQ CAGE < 50 KW<>KIRLOSKAR<>1.5 KW / RPM 1400 / FLANGE / INSUL CL F<>FRAME BKH 90L<>MOTOR COMPLETE ASSY
781 | A116261510010001 | MOTOR LT-3PH SQ CAGE < 50 KW<>KIRLOSKAR<>30 KW / RPM 1465 / VERT / INSUL CL F<>FRAME 200L<>MOTOR ASSY
782 | A116261520010001 | MOTOR LT-3PH SQ CAGE < 50 KW<>KIRLOSKAR<>18.5 KW / RPM 1430 / HORIZ / INSUL CL F<>FRAME PM180M<>MOTOR ASSY
783 | A116261520010002 | MOTORS LT-3PH SQ CAGE < 50 KW<>KIRLOSKAR<>18.5 KW / RPM 1430 / HORIZ / INSUL CL F<>FRAME PM180M<>ENERGY EFFICIENT MOTOR ASSY
784 | A116261530010001 | MOTOR LT-3PH SQ CAGE < 50 KW<>KIRLOSKAR<>0.25 KW / RPM 980 / FLANGE / INSUL CL F<>FRAME BN80<>MOTOR ASSY
785 | A116261540010001 | MOTOR LT-3PH SQ CAGE < 50 KW<>KIRLOSKAR<>110 KW / RPM 1475 / HORIZ / INSL CL F<>FRAME SC315S<>MOTOR ASSY
786 | A116261550010001 | MOTOR LT-3PH SQ CAGE < 50 KW<>KIRLOSKAR<>60 KW / RPM 1480/ HORIZ / INSUL CL F<>FRAME SC 250 M<>MOTOR ASSY
787 | A116261560010001 | MOTOR LT-3PH SQ CAGE < 50 KW<>KIRLOSKAR<>90 KW / RPM 1470 / HORIZ / INSUL CL F<>FRAME SC 280 M<>MOTOR ASSY
788 | A116261570010001 | MOTOR LT-3PH SQ CAGE < 50 KW<>KIRLOSKAR<>75 KW / RPM 1470 / HORIZ / INSUL CL F<>FRAME SC 280 M<>MOTOR ASSY
789 | A116261580010001 | MOTOR LT-3PH SQ CAGE < 50 KW<>KIRLOSKAR<>78 KW / RPM 1480 / HORIZ / INSUL CL F<>FRAME SC 280 S<>MOTOR ASSY
790 | A116261590010001 | MOTOR LT-3PH SQ CAGE < 50 KW<>KIRLOSKAR<>55 KW / RPM 1480 / HORIZ / INSUL CL F<>FRAME SC 250 M<>MOTOR ASSY
791 | A116261600010001 | MOTOR LT-3PH SQ CAGE < 50 KW<>KIRLOSKAR<>2.2 KW / RPM 2830 / FLANGE / INSUL CL F<>FRAME GD / NG100L<>MOTOR ASSY
792 | A116261610010001 | MOTOR LT-3PH SQ CAGE < 50 KW<>KIRLOSKAR<>7.5 KW / RPM 1460 / HORIZ / INSUL CL F<>FRAME 1D 180L<>MOTOR ASSY
793 | A116261620010003 | MOTOR LT-3PH SQ CAGE < 50 KW<>KIRLOSKAR<>3.7 KW / RPM 1450 / HORIZ / INSUL CL F<>FRAME RT-112M<>MOTOR COMPLETE ASSY
794 | A116261650010001 | MOTOR LT-3PH SQ CAGE < 50 KW<>KIRLOSKAR<>2.2KW/1400RPM<>FRAME LE100L<>COMPLETE MOTOR ASSEMBLY
795 | A116270010010015 | MOTOR LT-3PH SQ CAGE < 50 KW<>KRANCH WEODOHILW<>0.76 KW / RPM 1400 / HORIZ / INSUL CL B<>FRAME EMUR1 / 30<>MOTOR ASSY
796 | A116280010010014 | MOTOR LT-3PH SQ CAGE < 50 KW<>LEROY SOMER<>3.6 KW / RPM 2895 / FLANGE / INSUL CL F<>FRAME LS100L2<>MOTOR ASSY
797 | A116290010010014 | MOTOR LT-3PH SQ CAGE < 50 KW<>LIMITORQUE<>0.69 KW / RPM 1310 / FLANGE / INSUL CL H<>FRAME 71 / 2<>MOTOR ASSY
798 | A116290020010014 | MOTOR LT-3PH SQ CAGE < 50 KW<>LIMITORQUE<>14 KW / RPM 1310 / FLANGE / INSUL CL B<>FRAME HTP-NR150<>MOTOR ASSY
799 | A116290030010014 | MOTOR LT-3PH SQ CAGE < 50 KW<>LIMITORQUE<>16 KW / RPM 2850 / FLANGE / INSUL CL B<>FRAME HZRNNRBA200<>MOTOR ASSY
800 | A116290040010014 | MOTOR LT-3PH SQ CAGE < 50 KW<>LIMITORQUE<>20.6 KW / RPM 1325 / FLANGE / INSUL CL B<>FRAME HZRNNRBA200<>MOTOR ASSY
801 | A116290050010014 | MOTOR LT-3PH SQ CAGE < 50 KW<>LIMITORQUE<>3.2 KW / RPM 2833 / FLANGE / INSUL CL B<>FRAME E-56<>MOTOR ASSY
802 | A116290060010014 | MOTOR LT-3PH SQ CAGE < 50 KW<>LIMITORQUE<>3.3 KW / RPM 1310 / FLANGE / INSUL CL B<>FRAME HTP-NR<>MOTOR ASSY
803 | A116290070010014 | MOTOR LT-3PH SQ CAGE < 50 KW<>LIMITORQUE<>5.2 KW / RPM 1350 / FLANGE / INSUL CL B<>FRAME HZRNR<>MOTOR ASSY
804 | A116290080010014 | MOTOR LT-3PH SQ CAGE < 50 KW<>LIMITORQUE<>6.9 KW / RPM 1350 / FLANGE / INSUL CL B<>FRAME HZRNR<>MOTOR ASSY
805 | A116290090010014 | MOTOR LT-3PH SQ CAGE < 50 KW<>LIMITORQUE<>8.5 KW / RPM 1320 / FLANGE / INSUL CL B<>FRAME HTP-NR<>MOTOR ASSY
806 | A116290100010014 | MOTOR LT-3PH SQ CAGE < 50 KW<>LIMITORQUE<>8.8 KW / RPM 1310 / FLANGE / INSUL CL F<>FRAME HTP-NR<>MOTOR ASSY
807 | A116290110010014 | MOTOR LT-3PH SQ CAGE < 50 KW<>LIMITORQUE<>8.9 KW / RPM 1350 / FLANGE / INSUL CL B<>FRAME HTP-NR<>MOTOR ASSY
808 | A116300010010015 | MOTOR LT-3PH SQ CAGE < 50 KW<>NAACY<>7.2 KW / RPM 1450 / HORIZ / INSUL CL B<>FRAME HAR132M<>MOTOR ASSY
809 | A116310010010015 | MOTOR LT-3PH SQ CAGE < 50 KW<>NEI LTD<>22.4 KW / RPM 1475 / HORIZ / INSUL CL B<>FRAME ND180M<>MOTOR ASSY
810 | A116310020010001 | MOTOR LT-3PH SQ CAGE < 50 KW<>NEI LTD<>3.7 KW / RPM 1430 / HORIZ / INSUL CL E<>FRAME 112 MF<>MOTOR COMPLETE ASSY
811 | A116320010010015 | MOTOR LT-3PH SQ CAGE < 50 KW<>NGEF<>0.15 KW / RPM 1400 / HORIZ / INSUL CL F<>FRAME AM80N4<>MOTOR ASSY
812 | A116320020010015 | MOTOR LT-3PH SQ CAGE < 50 KW<>NGEF<>0.25 KW / RPM 1370 / HORIZ / INSUL CL F<>FRAME AM71K4<>MOTOR ASSY
813 | A116320030010015 | MOTOR LT-3PH SQ CAGE < 50 KW<>NGEF<>0.37 KW / RPM 1370 / HORIZ / INSUL CL F<>FRAME AM71M4<>MOTOR ASSY
814 | A116320040010015 | MOTOR LT-3PH SQ CAGE < 50 KW<>NGEF<>0.37 KW / RPM 1400 / HORIZ / INSUL CL F<>FRAME AMW80K4<>MOTOR ASSY
815 | A116320050010015 | MOTOR LT-3PH SQ CAGE < 50 KW<>NGEF<>0.55 KW / RPM 1400 / HORIZ / INSUL CL F<>FRAME AM80N4<>MOTOR ASSY
816 | A116320060010015 | MOTOR LT-3PH SQ CAGE < 50 KW<>NGEF<>0.55 KW / RPM 1415 / HORIZ / INSUL CL F<>FRAME AMW80M4<>MOTOR ASSY
817 | A116320070010014 | MOTOR LT-3PH SQ CAGE < 50 KW<>NGEF<>0.56 KW / RPM 1425 / FLANGE / INSUL CL F<>FRAME AGW90624<>MOTOR ASSY
818 | A116320080010015 | MOTOR LT-3PH SQ CAGE < 50 KW<>NGEF<>0.56 KW / RPM 1425 / HORIZ / INSUL CL B<>FRAME AGW90SZ4<>MOTOR ASSY
819 | A116320090010015 | MOTOR LT-3PH SQ CAGE < 50 KW<>NGEF<>0.73 KW / RPM 1400 / HORIZ / INSUL CL B<>FRAME AGW90LZ4<>MOTOR ASSY
820 | A116320100010015 | MOTOR LT-3PH SQ CAGE < 50 KW<>NGEF<>1.5 KW / RPM 1400 / HORIZ / INSUL CL F<>FRAME AM90L4<>MOTOR ASSY
821 | A116320110010015 | MOTOR LT-3PH SQ CAGE < 50 KW<>NGEF<>1.5 KW / RPM 2800 / HORIZ / INSUL CL F<>FRAME AMW90LZ2<>MOTOR ASSY
822 | A116320120010015 | MOTOR LT-3PH SQ CAGE < 50 KW<>NGEF<>11 KW / RPM 1445 / HORIZ / INSUL CL F<>FRAME AMW160LF4<>MOTOR ASSY
823 | A116320130010015 | MOTOR LT-3PH SQ CAGE < 50 KW<>NGEF<>15 KW / RPM 1460 / HORIZ / INSUL CL B<>FRAME AM160L4<>MOTOR ASSY
824 | A116320140010015 | MOTOR LT-3PH SQ CAGE < 50 KW<>NGEF<>15 KW / RPM 1460 / HORIZ / INSUL CL F<>FRAME AM160L4<>MOTOR ASSY
825 | A116320150010014 | MOTOR LT-3PH SQ CAGE < 50 KW<>NGEF<>15 KW / RPM 2910 / VERT / INSUL CL F<>FRAME AM160L2<>MOTOR ASSY
826 | A116320160010015 | MOTOR LT-3PH SQ CAGE < 50 KW<>NGEF<>16.5 KW / RPM 2850 / HORIZ / INSUL CL F<>FRAME AM160L2<>MOTOR ASSY
827 | A116320170010015 | MOTOR LT-3PH SQ CAGE < 50 KW<>NGEF<>2.2 KW / RPM 1420 / HORIZ / INSUL CL F<>FRAME AMW112MZ4<>MOTOR ASSY
828 | A116320180010014 | MOTOR LT-3PH SQ CAGE < 50 KW<>NGEF<>25 KW / RPM 975 / VERT / INSUL CL F<>FRAME AM225M6H2<>MOTOR ASSY
829 | A116320190010014 | MOTOR LT-3PH SQ CAGE < 50 KW<>NGEF<>25 KW / RPM 990 / VERT / INSUL CL F<>FRAME AMW2256H1<>MOTOR ASSY
830 | A116320200010015 | MOTOR LT-3PH SQ CAGE < 50 KW<>NGEF<>26 KW / RPM 975 / HORIZ / INSUL CL F<>FRAME AM225M6H2<>MOTOR ASSY
831 | A116320210010015 | MOTOR LT-3PH SQ CAGE < 50 KW<>NGEF<>3.7 KW / RPM 2860 / HORIZ / INSUL CL F<>FRAME AMW112M2<>MOTOR ASSY
832 | A116320220010015 | MOTOR LT-3PH SQ CAGE < 50 KW<>NGEF<>3.7 KW / RPM 2865 / HORIZ / INSUL CL F<>FRAME AMW132SZ2<>MOTOR ASSY
833 | A116320230010015 | MOTOR LT-3PH SQ CAGE < 50 KW<>NGEF<>30 KW / RPM 1470 / HORIZ / INSUL CL F<>FRAME AM200L4<>MOTOR ASSY
834 | A116320240010015 | MOTOR LT-3PH SQ CAGE < 50 KW<>NGEF<>30 KW / RPM 732 / HORIZ / INSUL CL F<>FRAME AMW250MF8H2<>MOTOR ASSY
835 | A116320250010015 | MOTOR LT-3PH SQ CAGE < 50 KW<>NGEF<>30 KW / RPM 735 / HORIZ / INSUL CL F<>FRAME AJ225M8<>MOTOR ASSY
836 | A116320250020015 | MOTOR LT-3PH SQ CAGE < 50 KW<>NGEF<>30 KW / RPM 735 / HORIZ / INSUL CL F<>FRAME AS225M8<>MOTOR ASSY
837 | A116320260010015 | MOTOR LT-3PH SQ CAGE < 50 KW<>NGEF<>37 KW / RPM 2950 / HORIZ / INSUL CL B<>FRAME AMW225M2H2<>MOTOR ASSY
838 | A116320270010015 | MOTOR LT-3PH SQ CAGE < 50 KW<>NGEF<>5 KW / RPM 2800 / HORIZ / INSUL CL F<>FRAME AMW90LZ2<>MOTOR ASSY
839 | A116320280010015 | MOTOR LT-3PH SQ CAGE < 50 KW<>NGEF<>5.5 KW / RPM 1435 / HORIZ / INSUL CL B<>FRAME AMW132SZ4<>MOTOR ASSY
840 | A116320290010015 | MOTOR LT-3PH SQ CAGE < 50 KW<>NGEF<>5.5 KW / RPM 1440 / HORIZ / INSUL CL F<>FRAME AM132524IP-54<>MOTOR ASSY
841 | A116320300010014 | MOTOR LT-3PH SQ CAGE < 50 KW<>NGEF<>7.5 KW / RPM 1415 / VERT / INSUL CL F<>FRAME AVMKW132M24<>MOTOR ASSY
842 | A116320310010015 | MOTOR LT-3PH SQ CAGE < 50 KW<>NGEF<>7.5 KW / RPM 1440 / HORIZ / INSUL CL F<>FRAME AM132M4<>MOTOR ASSY
843 | A116320320010014 | MOTOR LT-3PH SQ CAGE < 50 KW<>NGEF<>7.5 KW / RPM 1445 / FLANGE / INSUL CL F<>FRAME AM132M4<>MOTOR ASSY
844 | A116320330010015 | MOTOR LT-3PH SQ CAGE < 50 KW<>NGEF<>9.3 KW / RPM 2900 / HORIZ / INSUL CL B<>FRAME AMW160MZ<>MOTOR ASSY
845 | A116320340010001 | MOTOR LT-3PH SQ CAGE < 50 KW<>NGEF<>0.75 KW / RPM 1400 / HORIZ / INSUL CL B<>FRAME AM80N<>MOTOR ASSY
846 | A116320340020001 | MOTOR LT-3PH SQ CAGE < 50 KW<>NGEF<>0.75 KW / RPM 1400 / HORIZ / INSUL CL B<>FRAME 2FC71N4<>MOTOR
847 | A116320350010001 | MOTOR LT-3PH SQ CAGE < 50 KW<>NGEF<>0.18 KW / RPM 1330 / HORIZ / INSUL CL B<>FRAME AM63N4<>MOTOR
848 | A116320360010001 | MOTOR LT-3PH SQ CAGE < 50 KW<>NGEF<>0.18 KW / RPM 1385 / HORIZ / INSUL CL B<>FRAME AM71K4<>MOTOR
849 | A116320370010001 | MOTOR LT-3PH SQ CAGE < 50 KW<>NGEF<>0.37 KW / RPM 2780 / HORIZ / INSUL CL B<>FRAME AM7 / N2<>MOTOR
850 | A116320370020001 | MOTOR LT-3PH SQ CAGE < 50 KW<>NGEF<>0.37 KW / RPM 2780 / HORIZ / INSUL CL B<>FRAME AMW71N4<>MOTOR
851 | A116320380010001 | MOTOR LT-3PH SQ CAGE < 50 KW<>NGEF<>0.75 KW / RPM 1350 / HORIZ / INSUL CL B<>FRAME AGW80N4<>MOTOR
852 | A116320400010001 | MOTOR LT-3PH SQ CAGE < 50 KW<>NGEF<>1.5 KW / RPM 1400 / HORIZ / INSUL CL B<>FRAME AMW90S24<>MOTOR ASSY
853 | A116320430010001 | MOTOR LT-3PH SQ CAGE < 50 KW<>NGEF<>3.7 KW / RPM 1430 / HORIZ / INSUL CL F<>FRAME AMKW132S4<>MOTOR COMPLETE ASSY
854 | A116320440010001 | MOTOR LT-3PH SQ CAGE < 50 KW<>NGEF<>2.2 KW / RPM 1400 / HORIZ / INSUL CL F<>AMKW100LK4<>MOTOR ASSY
855 | A116330010010014 | MOTOR LT-3PH SQ CAGE < 50 KW<>OIL TECH<>0.25 KW / RPM 1350 / FLANGE / INSUL CL F<>FRAME 7AA71M04K<>MOTOR ASSY
856 | A116340010010014 | MOTOR LT-3PH SQ CAGE < 50 KW<>PULSOMETR<>13 KW / RPM 1450 / FLANGE / INSUL CL B<>FRAME AT66T<>MOTOR ASSY
857 | A116340020010014 | MOTOR LT-3PH SQ CAGE < 50 KW<>PULSOMETR<>18.5 KW / RPM 1460 / FLANGE / INSUL CL B<>FRAME U41 / 24<>MOTOR ASSY
858 | A116350010010015 | MOTOR LT-3PH SQ CAGE < 50 KW<>RELIANCE<>0.25 KW / RPM 950 / HORIZ / INSUL CL B<>FRAME FC143TC<>MOTOR ASSY
859 | A116360010010014 | MOTOR LT-3PH SQ CAGE < 50 KW<>REMI<>0.45 KW / RPM 1395 / FLANGE / INSUL CL F<>FRAME 80S4<>MOTOR ASSY
860 | A116360020010014 | MOTOR LT-3PH SQ CAGE < 50 KW<>REMI<>0.75 KW / RPM 160 / VERT / INSUL CL F<>FRAME X190S2 / 6<>MOTOR ASSY
861 | A116360030010001 | MOTOR LT-3PH SQ CAGE < 50 KW<>REMI<>0.09 KW / RPM 1500 / FLANGE / INSUL CL F<>FRAME 71 M4<>MOTOR ASSY
862 | A116370010010014 | MOTOR LT-3PH SQ CAGE < 50 KW<>RIMI<>0.09 KW / RPM 1455 / FLANGE / INSUL CL B<>FRAME 71<>MOTOR ASSY
863 | A116370020010015 | MOTOR LT-3PH SQ CAGE < 50 KW<>RIMI<>0.25 KW / RPM 2730 / HORIZ / INSUL CL B<>FRAME 10J3155<>MOTOR ASSY
864 | A116370030010015 | MOTOR LT-3PH SQ CAGE < 50 KW<>RIMI<>0.6 KW / RPM 1420 / HORIZ / INSUL CL B<>FRAME RP80MI / 4<>MOTOR ASSY
865 | A116380010010014 | MOTOR LT-3PH SQ CAGE < 50 KW<>ROTOCR NI<>0.75 KW / RPM 1390 / VERT / INSUL CL F<>FRAME 5RN80M04<>MOTOR ASSY
866 | A116390010010015 | MOTOR LT-3PH SQ CAGE < 50 KW<>SCHORCH<>11 KW / RPM 970 / HORIZ / INSUL CL F<>FRAME D180L<>MOTOR ASSY
867 | A116400010010014 | MOTOR LT-3PH SQ CAGE < 50 KW<>SIEMENS<>0.05 KW / RPM 1460 / FLANGE / INSUL CL F<>FRAME CKH2<>MOTOR ASSY
868 | A116400020010014 | MOTOR LT-3PH SQ CAGE < 50 KW<>SIEMENS<>0.05 KW / RPM 1480 / FLANGE / INSUL CL F<>FRAME A6W71K4<>MOTOR ASSY
869 | A116400030010014 | MOTOR LT-3PH SQ CAGE < 50 KW<>SIEMENS<>0.065 KW / RPM 1440 / FLANGE / INSUL CL F<>FRAME ILP50614WP99ZQ26<>MOTOR ASSY
870 | A116400040010014 | MOTOR LT-3PH SQ CAGE < 50 KW<>SIEMENS<>0.1 KW / RPM 1325 / FLANGE / INSUL CL F<>FRAME ILP50604AB92-Z<>MOTOR ASSY
871 | A116400050010014 | MOTOR LT-3PH SQ CAGE < 50 KW<>SIEMENS<>0.13 KW / RPM 1420 / FLANGE / INSUL CL F<>FRAME ILP50634WP99ZQ26<>MOTOR ASSY
872 | A116400050020014 | MOTOR LT-3PH SQ CAGE < 50 KW<>SIEMENS<>0.13 KW / RPM 1420 / FLANGE / INSUL CL F<>FRAME ILP50634WP99ZQ27<>MOTOR ASSY
873 | A116400050030014 | MOTOR LT-3PH SQ CAGE < 50 KW<>SIEMENS<>0.13 KW / RPM 1420 / FLANGE / INSUL CL F<>FRAME ILP50634WP99ZQ30<>MOTOR ASSY
874 | A116400050040014 | MOTOR LT-3PH SQ CAGE < 50 KW<>SIEMENS<>0.13 KW / RPM 1420 / FLANGE / INSUL CL F<>FRAME ILP50634WP99ZQ35<>MOTOR ASSY
875 | A116400050050014 | MOTOR LT-3PH SQ CAGE < 50 KW<>SIEMENS<>0.13 KW / RPM 1420 / FLANGE / INSUL CL F<>FRAME ILP50634WP99ZQ37<>MOTOR ASSY
876 | A116400050060014 | MOTOR LT-3PH SQ CAGE < 50 KW<>SIEMENS<>0.13 KW / RPM 1420 / FLANGE / INSUL CL F<>FRAME ILP50634WP99ZQ38<>MOTOR ASSY
877 | A116400060010014 | MOTOR LT-3PH SQ CAGE < 50 KW<>SIEMENS<>0.25 KW / RPM 1405 / FLANGE / INSUL CL F<>FRAME ILP50664WP99ZQ26NRE8H618317<>MOTOR ASSY
878 | A116400070010014 | MOTOR LT-3PH SQ CAGE < 50 KW<>SIEMENS<>0.25 KW / RPM 2830 / FLANGE / INSUL CL F<>FRAME 63M<>MOTOR ASSY
879 | A116400080010015 | MOTOR LT-3PH SQ CAGE < 50 KW<>SIEMENS<>0.37 KW / RPM 1370 / HORIZ / INSUL CL F<>FRAME 12A5073-4AB14<>MOTOR ASSY
880 | A116400090010014 | MOTOR LT-3PH SQ CAGE < 50 KW<>SIEMENS<>0.55 KW / RPM 1350 / FLANGE / INSUL CL F<>FRAME ILP50614WP99ZQ26<>MOTOR ASSY
881 | A116400100010015 | MOTOR LT-3PH SQ CAGE < 50 KW<>SIEMENS<>0.55 KW / RPM 1405 / HORIZ / INSUL CL B<>FRAME ILA2016-4<>MOTOR ASSY
882 | A116400110010014 | MOTOR LT-3PH SQ CAGE < 50 KW<>SIEMENS<>0.55 KW / RPM 1410 / VERT / INSUL CL F<>FRAME 80<>MOTOR ASSY
883 | A116400120010015 | MOTOR LT-3PH SQ CAGE < 50 KW<>SIEMENS<>0.75 KW / RPM 1450 / HORIZ / INSUL CL B<>FRAME ILA5083-4AA90Z<>MOTOR ASSY
884 | A116400130010015 | MOTOR LT-3PH SQ CAGE < 50 KW<>SIEMENS<>1.1 KW / RPM 2855 / HORIZ / INSUL CL F<>FRAME ELMUG2BHI400-0AE99Z<>MOTOR ASSY
885 | A116400140010015 | MOTOR LT-3PH SQ CAGE < 50 KW<>SIEMENS<>11 KW / RPM 1445 / HORIZ / INSUL CL F<>FRAME 160L<>MOTOR ASSY
886 | A116400150010015 | MOTOR LT-3PH SQ CAGE < 50 KW<>SIEMENS<>11 KW / RPM 1460 / HORIZ / INSUL CL B<>FRAME IMB5<>MOTOR ASSY
887 | A116400160010001 | MOTOR LT-3PH SQ CAGE < 50 KW<>SIEMENS<>11 KW / RPM 1460 / HORIZ / INSUL CL F<>FRAME 1LA5163-4CA90-2<>MOTOR ASSY
888 | A116400160020001 | MOTOR LT-3PH SQ CAGE < 50 KW<>SIEMENS<>11 KW / RPM 1460 / HORIZ / INSUL CL F<>FRAME AMW160L4<>MOTOR ASSY
889 | A116400160030015 | MOTOR LT-3PH SQ CAGE < 50 KW<>SIEMENS<>11 KW / RPM 1460 / HORIZ / INSUL CL F<>FRAME IEC160M<>MOTOR ASSY
890 | A116400170010001 | MOTOR LT-3PH SQ CAGE < 50 KW<>SIEMENS<>11 KW / RPM 1470 / HORIZ / INSUL CL F<>FRAME 1LA5163-4AA90-2<>MOTOR ASSY
891 | A116400180010015 | MOTOR LT-3PH SQ CAGE < 50 KW<>SIEMENS<>11 KW / RPM 2100 / HORIZ / INSUL CL F<>FRAME IEC160M<>MOTOR ASSY
892 | A116400190010015 | MOTOR LT-3PH SQ CAGE < 50 KW<>SIEMENS<>11 KW / RPM 2870 / HORIZ / INSUL CL F<>FRAME ELMO-62D1-4<>MOTOR ASSY
893 | A116400200010001 | MOTOR LT-3PH SQ CAGE < 50 KW<>SIEMENS<>11 KW / RPM 2915 / HORIZ / INSUL CL F<>FRAME 1LA5163-2AA90-2<>MOTOR ASSY
894 | A116400210010001 | MOTOR LT-3PH SQ CAGE < 50 KW<>SIEMENS<>11 KW / RPM 2940 / VERT / INSUL CL F<>FRAME 1LA5163-2AA94-Z<>MOTOR ASSY
895 | A116400220010014 | MOTOR LT-3PH SQ CAGE < 50 KW<>SIEMENS<>12 KW / RPM 1325 / FLANGE / INSUL CL F<>FRAME ILP50604AB92-Z<>MOTOR ASSY
896 | A116400230010015 | MOTOR LT-3PH SQ CAGE < 50 KW<>SIEMENS<>15 KW / RPM 1445 / HORIZ / INSUL CL F<>FRAME 160L<>MOTOR ASSY
897 | A116400240010015 | MOTOR LT-3PH SQ CAGE < 50 KW<>SIEMENS<>15 KW / RPM 1450 / HORIZ / INSUL CL B<>FRAME ILA2117-4<>MOTOR ASSY
898 | A116400250010001 | MOTOR LT-3PH SQ CAGE < 50 KW<>SIEMENS<>15 KW / RPM 1450 / HORIZ / INSUL CL F<>FRAME KH160L<>MOTOR ASSY
899 | A116400260010001 | MOTOR LT-3PH SQ CAGE < 50 KW<>SIEMENS<>15 KW / RPM 1455 / HORIZ / INSUL CL F<>FRAME 1LA51664AA90<>MOTOR ASSY
900 | A116400260020001 | MOTOR LT-3PH SQ CAGE < 50 KW<>SIEMENS<>15 KW / RPM 1455 / HORIZ / INSUL CL F<>FRAME 1LA5166-4AA90-2<>MOTOR ASSY
901 | A116400260030001 | MOTOR LT-3PH SQ CAGE < 50 KW<>SIEMENS<>15 KW / RPM 1455 / HORIZ / INSUL CL F<>FRAME 1LA5166-4AA90-7,160L<>MOTOR ASSY
902 | A116400270010001 | MOTOR LT-3PH SQ CAGE < 50 KW<>SIEMENS<>15 KW / RPM 2900 / HORIZ / INSUL CL F<>FRAME 1LA0164-2YC70<>MOTOR ASSY
903 | A116400280010001 | MOTOR LT-3PH SQ CAGE < 50 KW<>SIEMENS<>15 KW / RPM 2950 / VERT / INSUL CL F<>FRAME 1LA5164-2AA90-2,160M<>MOTOR ASSY
904 | A116400290010015 | MOTOR LT-3PH SQ CAGE < 50 KW<>SIEMENS<>16 KW / RPM 2900 / HORIZ / INSUL CL F<>FRAME ILA2216-2<>MOTOR ASSY
905 | A116400300010015 | MOTOR LT-3PH SQ CAGE < 50 KW<>SIEMENS<>16.4 KW / RPM 1460 / HORIZ / INSUL CL F<>FRAME 1LA2-134-4<>MOTOR ASSY
906 | A116400300020001 | MOTOR LT-3PH SQ CAGE < 50 KW<>SIEMENS<>16.4 KW / RPM 1460 / HORIZ / INSUL CL F<>FRAME 1LA2-136-4<>MOTOR ASSY
907 | A116400310010001 | MOTOR LT-3PH SQ CAGE < 50 KW<>SIEMENS<>18.5 KW / RPM 1440 / HORIZ / INSUL CL F<>FRAME (CROMPTON)<>MOTOR ASSY
908 | A116400320010015 | MOTOR LT-3PH SQ CAGE < 50 KW<>SIEMENS<>18.5 KW / RPM 1460 / HORIZ / INSUL CL F<>FRAME 1LA2-134-4<>MOTOR ASSY
909 | A116400320020001 | MOTOR LT-3PH SQ CAGE < 50 KW<>SIEMENS<>18.5 KW / RPM 1460 / HORIZ / INSUL CL F<>FRAME 1LA2-136-4<>MOTOR ASSY
910 | A116400330010001 | MOTOR LT-3PH SQ CAGE < 50 KW<>SIEMENS<>18.5 KW / RPM 2920 / HORIZ / INSUL CL F<>FRAME TILD180M<>MOTOR ASSY
911 | A116400340010001 | MOTOR LT-3PH SQ CAGE < 50 KW<>SIEMENS<>19 KW / RPM 2910 / HORIZ / INSUL CL F<>FRAME EIMO-G2BH1900-1KE24<>MOTOR ASSY
912 | A116400350010001 | MOTOR LT-3PH SQ CAGE < 50 KW<>SIEMENS<>2.2 KW / RPM 1410 / HORIZ / INSUL CL F<>FRAME AMW100L4<>MOTOR ASSY
913 | A116400360010015 | MOTOR LT-3PH SQ CAGE < 50 KW<>SIEMENS<>2.2 KW / RPM 955 / HORIZ / INSUL CL B<>FRAME ILA3130-6AB91-2K50<>MOTOR ASSY
914 | A116400370010014 | MOTOR LT-3PH SQ CAGE < 50 KW<>SIEMENS<>2.3 KW / RPM 2830 / FLANGE / INSUL CL F<>FRAME AMBX132-MRZ-Q2Q4<>MOTOR ASSY
915 | A116400380010015 | MOTOR LT-3PH SQ CAGE < 50 KW<>SIEMENS<>22 KW / RPM 1460 / HORIZ / INSUL CL B<>FRAME ILA2156-4<>MOTOR ASSY
916 | A116400390010015 | MOTOR LT-3PH SQ CAGE < 50 KW<>SIEMENS<>22 KW / RPM 1460 / HORIZ / INSUL CL F<>FRAME 1LA2-156-4<>MOTOR ASSY
917 | A116400390020001 | MOTOR LT-3PH SQ CAGE < 50 KW<>SIEMENS<>22 KW / RPM 1460 / HORIZ / INSUL CL F<>FRAME 1LA21864<>MOTOR ASSY
918 | A116400390030001 | MOTOR LT-3PH SQ CAGE < 50 KW<>SIEMENS<>22 KW / RPM 1460 / HORIZ / INSUL CL F<>FRAME 1LA6186-4AA90Z180L<>MOTOR ASSY
919 | A116400390040001 | MOTOR LT-3PH SQ CAGE < 50 KW<>SIEMENS<>22 KW / RPM 1460 / HORIZ / INSUL CL F<>FRAME 180 L<>MOTOR ASSY
920 | A116400400010001 | MOTOR LT-3PH SQ CAGE < 50 KW<>SIEMENS<>22 KW / RPM 2920 / HORIZ / INSUL CL F<>FRAME ND180M<>MOTOR ASSY
921 | A116400410010015 | MOTOR LT-3PH SQ CAGE < 50 KW<>SIEMENS<>22 KW / RPM 2935 / HORIZ / INSUL CL F<>FRAME ILA2236-2KH160<>MOTOR ASSY
922 | A116400420010015 | MOTOR LT-3PH SQ CAGE < 50 KW<>SIEMENS<>22 KW / RPM 975 / HORIZ / INSUL CL F<>FRAME 1LA0207-6YA70 / -200L<>MOTOR ASSY
923 | A116400430010014 | MOTOR LT-3PH SQ CAGE < 50 KW<>SIEMENS<>23.9 KW / RPM 1325 / FLANGE / INSUL CL F<>FRAME ILP50604AB92-Z<>MOTOR ASSY
924 | A116400440010001 | MOTOR LT-3PH SQ CAGE < 50 KW<>SIEMENS<>24 KW / RPM 2950 / HORIZ / INSUL CL F<>FRAME LD200LMK11<>MOTOR ASSY
925 | A116400450010014 | MOTOR LT-3PH SQ CAGE < 50 KW<>SIEMENS<>25 KW / RPM 980 / VERT / INSUL CL F<>FRAME ILA-2-176-6<>MOTOR ASSY
926 | A116400460010001 | MOTOR LT-3PH SQ CAGE < 50 KW<>SIEMENS<>26 KW / RPM 1470 / HORIZ / INSUL CL F<>FRAME LD200L,MK11<>MOTOR ASSY
927 | A116400460020001 | MOTOR LT-3PH SQ CAGE < 50 KW<>SIEMENS<>26 KW / RPM 1470 / HORIZ / INSUL CL F<>FRAME LD200LMK11<>MOTOR ASSY
928 | A116400470010015 | MOTOR LT-3PH SQ CAGE < 50 KW<>SIEMENS<>26 KW / RPM 2940 / HORIZ / INSUL CL B<>FRAME D200L<>MOTOR ASSY
929 | A116400480010015 | MOTOR LT-3PH SQ CAGE < 50 KW<>SIEMENS<>26.1 KW / RPM 1470 / HORIZ / INSUL CL F<>FRAME 1LA2-174-4<>MOTOR ASSY
930 | A116400490010015 | MOTOR LT-3PH SQ CAGE < 50 KW<>SIEMENS<>26.4 KW / RPM 1470 / HORIZ / INSUL CL F<>FRAME 1LA2-174-4<>MOTOR ASSY
931 | A116400500010014 | MOTOR LT-3PH SQ CAGE < 50 KW<>SIEMENS<>27 KW / RPM 1480 / FLANGE / INSUL CL B<>FRAME 200L<>MOTOR ASSY
932 | A116400510010015 | MOTOR LT-3PH SQ CAGE < 50 KW<>SIEMENS<>3 KW / RPM 1445 / HORIZ / INSUL CL F<>FRAME CAR13930 / 17<>MOTOR ASSY
933 | A116400520010015 | MOTOR LT-3PH SQ CAGE < 50 KW<>SIEMENS<>30 KW / RPM 1450 / HORIZ / INSUL CL F<>FRAME 1LA2-134-4<>MOTOR ASSY
934 | A116400530010015 | MOTOR LT-3PH SQ CAGE < 50 KW<>SIEMENS<>30 KW / RPM 1460 / HORIZ / INSUL CL B<>FRAME 200L<>MOTOR ASSY
935 | A116400530020015 | MOTOR LT-3PH SQ CAGE < 50 KW<>SIEMENS<>30 KW / RPM 1460 / HORIZ / INSUL CL B<>FRAME ILA2157-4<>MOTOR ASSY
936 | A116400540010015 | MOTOR LT-3PH SQ CAGE < 50 KW<>SIEMENS<>30 KW / RPM 1460 / HORIZ / INSUL CL F<>FRAME 1LA2-155-2<>MOTOR ASSY
937 | A116400550010001 | MOTOR LT-3PH SQ CAGE < 50 KW<>SIEMENS<>30 KW / RPM 1465 / HORIZ / INSUL CL F<>FRAME 1LA0209-4YA80Z<>MOTOR ASSY
938 | A116400560010015 | MOTOR LT-3PH SQ CAGE < 50 KW<>SIEMENS<>30 KW / RPM 1470 / HORIZ / INSUL CL F<>FRAME 1LA2-157-4<>MOTOR ASSY
939 | A116400560020015 | MOTOR LT-3PH SQ CAGE < 50 KW<>SIEMENS<>30 KW / RPM 1470 / HORIZ / INSUL CL F<>FRAME ZLA2157-4<>MOTOR ASSY
940 | A116400560030001 | MOTOR LT-3PH SQ CAGE < 50 KW<>SIEMENS<>30 KW / RPM 1470 / HORIZ / INSUL CL F<>FRAME 200 L<>MOTOR ASSY
941 | A116400560040001 | MOTOR LT-3PH SQ CAGE < 50 KW<>SIEMENS<>30 KW / RPM 1470 / HORIZ / INSUL CL F<>FRAME 1LA2-174-4<>MOTOR ASSY
942 | A116400570010001 | MOTOR LT-3PH SQ CAGE < 50 KW<>SIEMENS<>30 KW / RPM 2900 / HORIZ / INSUL CL F<>FRAME 1LA6206-2YB90-Z<>MOTOR ASSY
943 | A116400570020001 | MOTOR LT-3PH SQ CAGE < 50 KW<>SIEMENS<>30 KW / RPM 2900 / HORIZ / INSUL CL F<>FRAME LD200LKIRL.<>MOTOR ASSY
944 | A116400580010001 | MOTOR LT-3PH SQ CAGE < 50 KW<>SIEMENS<>30 KW / RPM 2940 / HORIZ / INSUL CL F<>FRAME 1LA6206-2AA9KL16<>MOTOR ASSY
945 | A116400590010015 | MOTOR LT-3PH SQ CAGE < 50 KW<>SIEMENS<>30 KW / RPM 2950 / HORIZ / INSUL CL B<>FRAME ILA2155-2<>MOTOR ASSY
946 | A116400600010015 | MOTOR LT-3PH SQ CAGE < 50 KW<>SIEMENS<>35 KW / RPM 1470 / HORIZ / INSUL CL F<>FRAME 1LA2-134-4<>MOTOR ASSY
947 | A116400600020001 | MOTOR LT-3PH SQ CAGE < 50 KW<>SIEMENS<>35 KW / RPM 1470 / HORIZ / INSUL CL F<>FRAME 1LA2-136-4<>MOTOR ASSY
948 | A116400610010014 | MOTOR LT-3PH SQ CAGE < 50 KW<>SIEMENS<>35 KW / RPM 978 / VERT / INSUL CL F<>FRAME IL9645<>MOTOR ASSY
949 | A116400620010014 | MOTOR LT-3PH SQ CAGE < 50 KW<>SIEMENS<>35.8 KW / RPM 1325 / FLANGE / INSUL CL F<>FRAME ILP50604AB92-Z<>MOTOR ASSY
950 | A116400630010015 | MOTOR LT-3PH SQ CAGE < 50 KW<>SIEMENS<>36 KW / RPM 1470 / HORIZ / INSUL CL F<>FRAME 1LA2-174-4<>MOTOR ASSY
951 | A116400640010015 | MOTOR LT-3PH SQ CAGE < 50 KW<>SIEMENS<>37 KW / RPM 1470 / HORIZ / INSUL CL B<>FRAME 225S<>MOTOR ASSY
952 | A116400650010001 | MOTOR LT-3PH SQ CAGE < 50 KW<>SIEMENS<>37 KW / RPM 1470 / HORIZ / INSUL CL F<>FRAME LD225S,MK11<>MOTOR ASSY
953 | A116400660010001 | MOTOR LT-3PH SQ CAGE < 50 KW<>SIEMENS<>4 KW / RPM 2885 / HORIZ / INSUL CL F<>FRAME EIMO-G2BH1510-1HE54<>MOTOR ASSY
954 | A116400670010015 | MOTOR LT-3PH SQ CAGE < 50 KW<>SIEMENS<>4 KW / RPM 950 / HORIZ / INSUL CL F<>FRAME IEC132M<>MOTOR ASSY
955 | A116400680010014 | MOTOR LT-3PH SQ CAGE < 50 KW<>SIEMENS<>4.5 KW / RPM 1440 / FLANGE / INSUL CL F<>FRAME AMBX132-MRZ-Q2Q4<>MOTOR ASSY
956 | A116400690010014 | MOTOR LT-3PH SQ CAGE < 50 KW<>SIEMENS<>41.5 KW / RPM 2965 / VERT / INSUL CL F<>FRAME 225M<>MOTOR ASSY
957 | A116400700010015 | MOTOR LT-3PH SQ CAGE < 50 KW<>SIEMENS<>45 KW / RPM 1470 / HORIZ / INSUL CL B<>FRAME 225M<>MOTOR ASSY
958 | A116400700020015 | MOTOR LT-3PH SQ CAGE < 50 KW<>SIEMENS<>45 KW / RPM 1470 / HORIZ / INSUL CL B<>FRAME ILA2177-4<>MOTOR ASSY
959 | A116400710010015 | MOTOR LT-3PH SQ CAGE < 50 KW<>SIEMENS<>45 KW / RPM 1475 / HORIZ / INSUL CL F<>FRAME 1LA2-184-4<>MOTOR ASSY
960 | A116400710020001 | MOTOR LT-3PH SQ CAGE < 50 KW<>SIEMENS<>45 KW / RPM 1475 / HORIZ / INSUL CL F<>FRAME 225M<>MOTOR ASSY
961 | A116400720010015 | MOTOR LT-3PH SQ CAGE < 50 KW<>SIEMENS<>45 KW / RPM 980 / HORIZ / INSUL CL F<>FRAME 1LA2-204-6<>MOTOR ASSY
962 | A116400730010014 | MOTOR LT-3PH SQ CAGE < 50 KW<>SIEMENS<>47.7 KW / RPM 1325 / FLANGE / INSUL CL F<>FRAME ILP50604AB92-Z<>MOTOR ASSY
963 | A116400740010001 | MOTOR LT-3PH SQ CAGE < 50 KW<>SIEMENS<>5.5 KW / RPM 1420 / HORIZ / INSUL CL F<>FRAME KH112M<>MOTOR ASSY
964 | A116400750010001 | MOTOR LT-3PH SQ CAGE < 50 KW<>SIEMENS<>5.5 KW / RPM 1430 / HORIZ / INSUL CL F<>FRAME D132,BDF24<>MOTOR ASSY
965 | A116400760010001 | MOTOR LT-3PH SQ CAGE < 50 KW<>SIEMENS<>5.5 KW / RPM 1440 / HORIZ / INSUL CL F<>FRAME L3003L,132M<>MOTOR ASSY
966 | A116400770010001 | MOTOR LT-3PH SQ CAGE < 50 KW<>SIEMENS<>5.5 KW / RPM 1450 / HORIZ / INSUL CL F<>FRAME 1LA5130-4CA90,132S<>MOTOR ASSY
967 | A116400770020001 | MOTOR LT-3PH SQ CAGE < 50 KW<>SIEMENS<>5.5 KW / RPM 1450 / HORIZ / INSUL CL F<>FRAME 132S 1LA0 130-4YA81<>MOTOR ASSY
968 | A116400780010001 | MOTOR LT-3PH SQ CAGE < 50 KW<>SIEMENS<>5.5 KW / RPM 2850 / HORIZ / INSUL CL F<>FRAME KH132S<>MOTOR ASSY
969 | A116400790010001 | MOTOR LT-3PH SQ CAGE < 50 KW<>SIEMENS<>5.5 KW / RPM 2910 / HORIZ / INSUL CL F<>FRAME 1LA5131-2AA90,132S<>MOTOR ASSY
970 | A116400800010014 | MOTOR LT-3PH SQ CAGE < 50 KW<>SIEMENS<>6 KW / RPM 1450 / VERT / INSUL CL F<>FRAME IMOR726-4<>MOTOR ASSY
971 | A116400810010001 | MOTOR LT-3PH SQ CAGE < 50 KW<>SIEMENS<>7.5 KW / RPM 1440 / HORIZ / INSUL CL F<>FRAME 1LA207841C<>MOTOR ASSY
972 | A116400810020001 | MOTOR LT-3PH SQ CAGE < 50 KW<>SIEMENS<>7.5 KW / RPM 1440 / HORIZ / INSUL CL F<>FRAME AM132M-Z4<>MOTOR ASSY
973 | A116400810030001 | MOTOR LT-3PH SQ CAGE < 50 KW<>SIEMENS<>7.5 KW / RPM 1440 / HORIZ / INSUL CL F<>FRAME KH132MKIRL.<>MOTOR ASSY
974 | A116400820010014 | MOTOR LT-3PH SQ CAGE < 50 KW<>SIEMENS<>7.5 KW / RPM 1450 / FLANGE / INSUL CL F<>FRAME 132 M<>MOTOR ASSY
975 | A116400830010015 | MOTOR LT-3PH SQ CAGE < 50 KW<>SIEMENS<>7.5 KW / RPM 1450 / HORIZ / INSUL CL F<>FRAME IEC132M<>MOTOR ASSY
976 | A116400830020001 | MOTOR LT-3PH SQ CAGE < 50 KW<>SIEMENS<>7.5 KW / RPM 1450 / HORIZ / INSUL CL F<>FRAME 180 L<>MOTOR ASSY
977 | A116400840010001 | MOTOR LT-3PH SQ CAGE < 50 KW<>SIEMENS<>7.5 KW / RPM 2850 / HORIZ / INSUL CL B<>FRAME PD20D001<>MOTOR ASSY
978 | A116400850010001 | MOTOR LT-3PH SQ CAGE < 50 KW<>SIEMENS<>7.5 KW / RPM 2870 / HORIZ / INSUL CL F<>FRAME QU132S2<>MOTOR ASSY
979 | A116400860010001 | MOTOR LT-3PH SQ CAGE < 50 KW<>SIEMENS<>7.5 KW / RPM 2910 / HORIZ / INSUL CL F<>FRAME 1LA5131-2AA9<>MOTOR ASSY
980 | A116400870010015 | MOTOR LT-3PH SQ CAGE < 50 KW<>SIEMENS<>7.5 KW / RPM 2935 / HORIZ / INSUL CL B<>FRAME 132M<>MOTOR ASSY
981 | A116400880010001 | MOTOR LT-3PH SQ CAGE < 50 KW<>SIEMENS<>9.3 KW / RPM 1460 / HORIZ / INSUL CL F<>FRAME ND160M<>MOTOR ASSY
982 | A116400890010001 | MOTOR LT-3PH SQ CAGE < 50 KW<>SIEMENS<>3.7 KW / RPM 950 / HORIZ / INSUL CL F<>FRAME 132 S<>MOTOR ASSY
983 | A116400900010001 | MOTOR LT-3PH SQ CAGE < 50 KW<>SIEMENS<>15 KW / RPM 970 / HORIZ / INSUL CL F<>FRAME 180 L<>MOTOR ASSY
984 | A116400910010001 | MOTOR LT-3PH SQ CAGE < 50 KW<>SIEMENS<>45 KW / RPM 3000 / HORIZ / INSUL CL F<>FRAME 225M<>MOTOR ASSY
985 | A116400920010001 | MOTOR LT-3PH SQ CAGE < 50 KW<>SIEMENS<>46 KW / RPM 1475 / HORIZ / INSUL CL F<>FRAME 1LA2-184-4<>MOTOR ASSY
986 | A116400930010001 | MOTOR LT-3PH SQ CAGE < 50 KW<>SIEMENS<>11 KW / RPM 1445 / FOOT / INSUL CL F<>FRAME 160M<>MOTOR ASSY
987 | A116400940010003 | MOTOR LT-3PH SQ CAGE < 50 KW<>SIEMENS<>39.5 KW / RPM 1470 / HORIZ / INSUL CL F<>FRAME ILA2176-4<>MOTOR ASSEMBLY
988 | A116400970010001 | MOTOR LT-3PH SQ CAGE < 50 KW<>SIEMENS<>1.01 KW / RPM 1425 / HORIZ / INSUL CL F<>FRAME: 1LA7090-4<>MOTOR ASSY
989 | A116400980010001 | MOTOR LT-3PH SQ CAGE < 50 KW<>SIEMENS<>10.01 KW / RPM 1470 / HORIZ / INSUL CL F<>FRAME: 1LA7163-4<>MOTOR ASSY
990 | A116400990010001 | MOTOR LT-3PH SQ CAGE < 50 KW<>SIEMENS<>10 KW / RPM 2900 / HORIZ / INSUL CL F<>FRAME:1HA5134-1<>MOTOR ASSY
991 | A116401010010001 | MOTOR LT-3PH SQ CAGE < 50 KW<>SIEMENS<>40 KW / RPM 1465 / HORIZ / INSUL CL F<>FRAME 225M<>MOTOR ASSY
992 | A116401030010001 | MOTOR LT-3PH SQ CAGE < 50 KW<>SIEMENS<>22 KW / RPM 2935 / HORIZ / INSUL CL B<>FRAME ILA 2136-2<>MOTOR ASSY
993 | A116401040010001 | MOTOR LT-3PH SQ CAGE < 50 KW<>SIEMENS<>30 KW / RPM 1465 / VERT / INSUL CL F<>FRAME 1LG4 207 4AA61-Z 200L<>MOTOR ASSY
994 | A116401050010001 | MOTOR LT-3PH SQ CAGE < 50 KW<>SIEMENS<>22 KW / RPM 1460 / VERT / INSUL CL F<>FRAME 1LA0186-4YA81 / 180L<>MOTOR ASSY
995 | A116401050020001 | MOTOR LT-3PH SQ CAGE < 50 KW<>SIEMENS<>22 KW / RPM 1460 / VERT / INSUL CL F<>FRAME 1SEO186-4YA81 / 180L<>MOTOR ASSY
996 | A116401060010001 | MOTOR LT-3PH SQ CAGE < 50 KW<>SIEMENS<>3.7 KW / RPM 2850 / HORIZ / INSUL CL F<>FRAME 1LA0107-4YA81 / 100L<>MOTOR ASSY
997 | A116401060020001 | MOTOR LT-3PH SQ CAGE < 50 KW<>SIEMENS<>3.7 KW / RPM 2850 / HORIZ / INSUL CL F<>FRAME 1SEO107-4YA81 / 100L<>MOTOR ASSY
998 | A116401070010001 | MOTOR LT-3PH SQ CAGE < 50 KW<>SIEMENS<>11 KW / RPM 1455 / VERT / INSUL CL F<>FRAME 1LA5163-4CA91-Z<>MOTOR ASSY
999 | A116401080010001 | MOTOR LT-3PH SQ CAGE < 50 KW<>SIEMENS<>5.5 KW / RPM 1450 / FLANGE / INSUL CL F<>FRAME 132S 1LA0 130-4YA81<>MOTOR ASSY
1000 | A116401090010001 | MOTOR LT-3PH SQ CAGE < 50 KW<>SIEMENS<>0.75 KW / RPM 1500 / FLANGE / INSUL CL F<>FRAME 80 M<>MOTOR ASSY
1001 | A116401100010001 | MOTOR LT-3PH SQ CAGE < 50 KW<>SIEMENS<>1.1 KW / RPM 1500 / FOOT / INSUL CL F<>TYPE 1LA0090-4YA80<>MOTOR ASSY
1002 | A116401140010001 | MOTOR LT-3PH SQ CAGE < 50 KW<>SIEMENS<>30 KW / RPM 2950 / FLANGE / INSUL CL F<>FRAME 200L<>COMPLETE MOTOR ASSEMBLY
1003 | A116401150010001 | MOTOR LT-3PH SQ CAGE < 50 KW<>SIEMENS<>37 KW / RPM 1475 / HORIZ / INSUL CL F<>FRAME E280MD<>MOTOR COMPLETE ASSEMBLY
1004 | A116401180010001 | MOTOR LT-3PH SQ CAGE < 50 KW<>SIEMENS<>0.37 KW / RPM 1400 / VERT / INSUL CL F<>FRAME 71<>MOTOR COMPLETE ASSEMBLY
1005 | A116401190010002 | MOTOR LT-3PH SQ CAGE < 50 KW<>SIEMENS<>15 KW / RPM 1475 / VERT / INSUL CL F<>FRAME 160 L<>MOTOR COMPLETE ASSEMBLY
1006 | A116401200010001 | MOTOR LT-3PH SQ CAGE < 50 KW<>SIEMENS<>5.5 KW / RPM 1460 / VERT / INSUL CL F<>FRAME 132M<>MOTOR COMPLETE ASSEMBLY
1007 | A116401220010001 | MOTOR LT-3PH SQ CAGE < 50 KW<>SIEMENS<>13.8 KW / RPM 1480 / VERT / INSUL CL F<>FRAME 160 L<>MOTOR COMPLETE ASSEMBLY
1008 | A116410010010015 | MOTOR LT-3PH SQ CAGE < 50 KW<>SIEMENS GER<>0.31 KW / RPM 2840 / HORIZ / INSUL CL B<>FRAME OR226-2<>MOTOR ASSY
1009 | A116410020010015 | MOTOR LT-3PH SQ CAGE < 50 KW<>SIEMENS GER<>0.32 KW / RPM 2840 / HORIZ / INSUL CL B<>FRAME LA2025-2AA-92-7<>MOTOR ASSY
1010 | A116410030010014 | MOTOR LT-3PH SQ CAGE < 50 KW<>SIEMENS GER<>0.37 KW / RPM 1360 / VERT / INSUL CL B<>FRAME 1LA20264AB<>MOTOR ASSY
1011 | A116410040010015 | MOTOR LT-3PH SQ CAGE < 50 KW<>SIEMENS GER<>1.5 KW / RPM 1410 / HORIZ / INSUL CL B<>FRAME OR426-4<>MOTOR ASSY
1012 | A116410050010015 | MOTOR LT-3PH SQ CAGE < 50 KW<>SIEMENS GER<>1.8 KW / RPM 1410 / HORIZ / INSUL CL B<>FRAME NR1MA<>MOTOR ASSY
1013 | A116410060010015 | MOTOR LT-3PH SQ CAGE < 50 KW<>SIEMENS GER<>11 KW / RPM 460 / HORIZ / INSUL CL F<>FRAME OR126-4<>MOTOR ASSY
1014 | A116410070010015 | MOTOR LT-3PH SQ CAGE < 50 KW<>SIEMENS GER<>2.2 KW / RPM 1440 / HORIZ / INSUL CL B<>FRAME LA2053-4AA<>MOTOR ASSY
1015 | A116410080010015 | MOTOR LT-3PH SQ CAGE < 50 KW<>SIEMENS GER<>22 KW / RPM 980 / HORIZ / INSUL CL F<>FRAME LA207-64A70<>MOTOR ASSY
1016 | A116410090010015 | MOTOR LT-3PH SQ CAGE < 50 KW<>SIEMENS GER<>37.5 KW / RPM 1455 / HORIZ / INSUL CL F<>FRAME IRAZ164-4NO 31550<>MOTOR ASSY
1017 | A116410100010015 | MOTOR LT-3PH SQ CAGE < 50 KW<>SIEMENS GER<>48 KW / RPM 1480 / HORIZ / INSUL CL F<>FRAME OR1824-4<>MOTOR ASSY
1018 | A116430010010015 | MOTOR LT-3PH SQ CAGE < 50 KW<>SPM<>11 KW / RPM 1440 / HORIZ / INSUL CL F<>FRAME AT09R<>MOTOR ASSY
1019 | A116440010010014 | MOTOR LT-3PH SQ CAGE < 50 KW<>SPP ENGLAND<>11 KW / RPM 1430 / FLANGE / INSUL CL F<>FRAME W41 24<>MOTOR ASSY
1020 | A116440020010015 | MOTOR LT-3PH SQ CAGE < 50 KW<>SPP ENGLAND<>6.3 KW / RPM 1430 / HORIZ / INSUL CL B<>FRAME U30 / 22<>MOTOR ASSY
1021 | A116460010010015 | MOTOR LT-3PH SQ CAGE < 50 KW<>STEPHEN WERKE HALMELN<>0.37 KW / RPM 940 / HORIZ / INSUL CL F<>FRAME FD-71N13-6<>MOTOR ASSY
1022 | A116470010010014 | MOTOR LT-3PH SQ CAGE < 50 KW<>SUPERLINE MBECJ<>3.7 KW / RPM 1430 / FLANGE / INSUL CL F<>FRAME 1325<>MOTOR ASSY
1023 | A116480010010014 | MOTOR LT-3PH SQ CAGE < 50 KW<>TEE ELECTRIC<>0.37 KW / RPM 1390 / VERT / INSUL CL F<>FRAME QSFA71M4B-40H<>MOTOR ASSY
1024 | A116480020010014 | MOTOR LT-3PH SQ CAGE < 50 KW<>TEE ELECTRIC<>7.5 KW / RPM 1450 / FLANGE / INSUL CL F<>FRAME QSFA132M4B-40H<>MOTOR ASSY
1025 | A116490010010015 | MOTOR LT-3PH SQ CAGE < 50 KW<>TIGER<>7.8 KW / RPM 1470 / HORIZ / INSUL CL B<>FRAME V100<>MOTOR ASSY
1026 | A116490020010001 | MOTOR LT-3PH SQ CAGE < 50 KW<>TIGER<>3.7 KW / RPM 1400 / FLANGE / INSUL CL B<>FRAME 100L<>MOTOR ASSY
1027 | A116500010020013 | MOTOR LT-3PH SQ CAGE < 50 KW<>VEM<>0.12 KW / RPM 1360 / VERT / INSUL CL F<>FRAME K21R-63K4<>MOTOR ASSY
1028 | A116530010010001 | MOTOR LT-3PH SQ CAGE < 50 KW<>BRANDED<>5.5 KW / RPM 720 / 415V IP-55,DUTY SI / F<>FRAME 160M FOOT MOUNTED MOTOR SUITABLE FOR DYNODRIVE UNIT WITH METALLIC COOLING FAN<>MOTOR ASSY
1029 | A116530020010001 | MOTOR LT-3PH SQ CAGE < 50 KW<>BRANDED<>30 KW / RPM 735 / 415V IP-23,DUTY S1 / F<>FRAME AJ225MHZ, HORIZONTAL FOOT MOUNTED WITH METALLIC COOLING FAN<>MOTOR ASSY
1030 | A116560020010016 | MOTOR LT-3PH SQ CAGE < 50 KW<>LAXMI<>45 KW / RPM 1475 / HORIZ / INSUL CL F<>FRAME TEFC225M<>MOTOR ASSY
1031 | A116560030010001 | MOTOR LT-3PH SQ CAGE < 50 KW<>LAXMI<>18.5 KW / RPM 1475 / HORIZ / INSUL CL F<>FRAME TEFC180L<>COMPLETE MOTOR ASSEMBLY
1032 | A116560040010001 | MOTOR LT-3PH SQ CAGE < 50 KW<>LAXMI<>5.5 KW / RPM 1435 / HORIZ / INSUL CL F<>FRAME PM132M<>COMPLETE MOTOR ASSEMBLY
1033 | A116570030010001 | MOTOR LT-3PH SQ CAGE < 50 KW<>B / B<>9 KW / RPM 1465 / HORIZ / INSUL CL B<>FRAME 160 M<>MOTOR ASSY
1034 | A116570040010001 | MOTOR LT-3PH SQ CAGE < 50 KW<>B / B<>0.37 KW / RPM 1380 / FOOT / INSUL CL F<>FRAME 71<>MOTOR ASSY
1035 | A116570050010001 | MOTOR LT-3PH SQ CAGE < 50 KW<>B / B<>0.55 KW / RPM 1380 / FLANGE / INSUL CL F<>FRAME 80<>MOTOR ASSY
1036 | A116570060010001 | MOTOR LT-3PH SQ CAGE < 50 KW<>B / B<>0.75 KW / RPM 1380 / FLANGE / INSUL CL F<>FRAME 80<>MOTOR ASSY
1037 | A116570070010001 | MOTOR LT-3PH SQ CAGE < 50 KW<>B / B<>3.7 KW / RPM 1430 / FOOT / INSUL CL F<>FRAME 112M<>MOTOR ASSY
1038 | A116580030010004 | MOTOR LT-3PH SQ CAGE < 50 KW<>NM ENG INDU<>0.37 KW / RPM 1440 / HORIZ / INSUL CL F<>FRAME 71<>MOTOR ASSY
1039 | A116580040010004 | MOTOR LT-3PH SQ CAGE < 50 KW<>NM ENG INDU<>0.56 KW / RPM 1440 / HORIZ / INSUL CL F<>FRAME 71<>MOTOR ASSY
1040 | A116580050010004 | MOTOR LT-3PH SQ CAGE < 50 KW<>NM ENG INDU<>0.26 KW / RPM 1380 / HORIZ / INSUL CL F<>FRAME QUF71M4B1<>MOTOR ASSY
1041 | A116580060010004 | MOTOR LT-3PH SQ CAGE < 50 KW<>NM ENG INDU<>0.05 KW / RPM 1480 / HORIZ / INSUL CL F<>FRAME 71<>MOTOR ASSY
1042 | A116590010010001 | MOTOR LT-3PH SQ CAGE < 50 KW<>AS PER IS<>40 KW / RPM 1480 / HORIZ / INSUL CL F<>FRAME 225 M<>MOTOR ASSY
1043 | A116590020010001 | MOTOR LT-3PH SQ CAGE < 50 KW<>AS PER IS<>30 KW / RPM 1480 / HORIZ / INSUL CL F<>FRAME 225 S<>MOTOR ASSY
1044 | A116590030010001 | MOTOR LT-3PH SQ CAGE < 50 KW<>AS PER IS<>7.5 KW / RPM 1450 / FLANGE / INSUL CL F<>FRAME 160 M<>MOTOR ASSY
1045 | A116590040010001 | MOTOR LT-3PH SQ CAGE < 50 KW<>AS PER IS<>9.3 KW / RPM 1450 / FLANGE / INSUL CL F<>FRAME 160 M<>MOTOR ASSY
1046 | A116590060010001 | MOTOR LT-3PH SQ CAGE < 50 KW<>AS PER IS<>37 KW / RPM 3000 / HORIZ / INSUL CL F<>FRAME 225 M<>MOTOR ASSY
1047 | A116590070010001 | MOTOR LT-3PH SQ CAGE < 50 KW<>AS PER IS<>37 KW / RPM 1500 / HORIZ / INSUL CL F<>FRAME 225 M<>MOTOR ASSY FLAME PROOF
1048 | A116590080010001 | MOTOR LT-3PH SQ CAGE < 50 KW<>AS PER IS<>1.5 KW / RPM 2800 / FLANGE / INSUL CL F<>FRAME 90S OR ITS EQUIVALENT<>MOTOR ASSY
1049 | A116590090010001 | MOTOR LT-3PH SQ CAGE < 50 KW<>AS PER IS<>1.5 KW / RPM 1450 / FLANGE / INSUL CL F<>FRAME BKH 90 OR ITS EQUIVALENT<>MOTOR ASSY
1050 | A116590100010001 | MOTOR LT-3PH SQ CAGE < 50 KW<>AS PER IS<>7.5 KW / RPM 1450 / FLANGE / INSUL CL F<>FRAME 132 M<>MOTOR ASSY
1051 | A116590110010001 | MOTOR LT-3PH SQ CAGE < 50 KW<>AS PER IS<>11 KW / RPM 1450 / FLANGE / INSUL CL F<>FRAME 160 M<>MOTOR ASSY
1052 | A116590120010001 | MOTOR LT-3PH SQ CAGE < 50 KW<>AS PER IS<>1.5 KW / RPM 1450 / FLANGE / INSUL CL F<>FRAME A90L4A OR ITS EQUIVALENT<>MOTOR ASSY
1053 | A116590120020001 | MOTOR LT-3PH SQ CAGE < 50 KW<>AS PER IS<>1.5 KW / RPM 1450 / FLANGE / INSUL CL F<>FRAME D 100 L OR ITS EQUIVALENT<>MOTOR ASSY
1054 | A116590130010001 | MOTOR LT-3PH SQ CAGE < 50 KW<>AS PER IS<>2.2 KW / RPM 940 / FLANGE / INSUL CL F<>FRAME KH 112 M OR ITS EQUIVALENT<>MOTOR ASSY
1055 | A116590140010001 | MOTOR LT-3PH SQ CAGE < 50 KW<>AS PER IS<>18.5 KW / RPM 1450 / FLANGE / INSUL CL F<>FRAME 180 M<>MOTOR ASSY
1056 | A116590150010001 | MOTOR LT-3PH SQ CAGE < 50 KW<>AS PER IS<>2.2 KW / RPM 1450 / FLANGE / INSUL CL F<>FRAME D 100 L OR ITS EQUIVALENT<>MOTOR ASSY
1057 | A116590170010001 | MOTOR LT-3PH SQ CAGE < 50 KW<>AS PER IS<>45 KW / RPM 3000 / HORIZ / INSUL CL F<>FRAME 225 M OR EQUI<>MOTOR ASSY
1058 | A116590180010001 | MOTOR LT-3PH SQ CAGE < 50 KW<>AS PER IS<>15 KW / RPM 1500 / HORIZ / INSUL CL F<>FRAME 160L OR EQUI<>MOTOR ASSY
1059 | A116590190010001 | MOTOR LT-3PH SQ CAGE < 50 KW<>AS PER IS<>0.55 KW / RPM 1440 / FLANGE / INSUL CL F<>FRAME 90<>MOTOR ASSY
1060 | A116590190020001 | MOTOR LT-3PH SQ CAGE < 50 KW<>AS PER IS<>0.55 KW / RPM 1440 / FLANGE / INSUL CL F<>FRAME 80<>MOTOR ASSY STAR WINDING
1061 | A116590200010001 | MOTOR LT-3PH SQ CAGE < 50 KW<>AS PER IS<>0.55 KW / RPM 1380 / FLANGE / INSUL CL F<>FRAME 80<>MOTOR ASSY
1062 | A116590210010001 | MOTOR LT-3PH SQ CAGE < 50 KW<>AS PER IS<>0.37 KW / RPM 1480 / FLANGE / INSUL CL F<>FRAME 71<>MOTOR ASSY
1063 | A116590220010001 | MOTOR LT-3PH SQ CAGE < 50 KW<>AS PER IS<>0.37 KW / RPM 1440 / FLANGE / INSUL CL F<>FRAME 71<>MOTOR ASSY
1064 | A116590230010001 | MOTOR LT-3PH SQ CAGE < 50 KW<>AS PER IS<>0.75 KW / RPM 1380 / HORIZ / INSUL CL F<>FRAME FBKH80<>MOTOR ASSY
1065 | A116590240010001 | MOTOR LT-3PH SQ CAGE < 50 KW<>AS PER IS<>15 KW / RPM 1470 / FLANGE / INSUL CL F<>FRAME G 160L<>MOTOR ASSY
1066 | A116590250010001 | MOTOR LT-3PH SQ CAGE < 50 KW<>AS PER IS<>22 KW / RPM 1460 / HORIZ / INSUL CL F<>FRAME LD180<>MOTOR ASSY
1067 | A116590260010001 | MOTOR LT-3PH SQ CAGE < 50 KW<>AS PER IS<>3.7 KW / RPM 2850 / FLANGE / INSUL CL F<>FRAME BKH112<>MOTOR ASSY
1068 | A116590270010001 | MOTOR LT-3PH SQ CAGE < 50 KW<>AS PER IS<>3.7 KW / RPM 960 / HORIZ / INSUL CL F<>FRAME KH112M<>MOTOR ASSY
1069 | A116590280010001 | MOTOR LT-3PH SQ CAGE < 50 KW<>AS PER IS<>4 KW / RPM 960 / HORIZ / INSUL CL F<>FRAME ND132M<>MOTOR ASSY
1070 | A116590290010001 | MOTOR LT-3PH SQ CAGE < 50 KW<>AS PER IS<>7.5 KW / RPM 1440 / HORIZ / INSUL CL F<>FRAME ND132M<>MOTOR ASSY
1071 | A116590300010001 | MOTOR LT-3PH SQ CAGE < 50 KW<>AS PER IS<>7.5 KW / RPM 1440 / VERT FLANGE / INSUL CL F<>FRAME BPM132M<>MOTOR ASSY
1072 | A116590310010001 | MOTOR LT-3PH SQ CAGE < 50 KW<>AS PER IS<>2.2 KW / RPM 940 / HORIZ / INSUL CL F<>FRAME KH 112 M<>MOTOR ASSY
1073 | A116590320010001 | MOTOR LT-3PH SQ CAGE < 50 KW<>AS PER IS<>3.7 KW / RPM 2850 / HORIZ / INSUL CL F<>FRAME NI 112MD<>MOTOR ASSY
1074 | A116590330010001 | MOTOR LT-3PH SQ CAGE < 50 KW<>AS PER IS<>1.2 KW / RPM 1390 / VERT FLANGE / INSUL CL F<>FRAME BKH90 OR ITS EQUI<>MOTOR ASSY
1075 | A116590340010001 | MOTOR LT-3PH SQ CAGE < 50 KW<>AS PER IS<>30 KW / RPM 960 / VERT / INSUL CL F<>FRAME 225 M<>MOTOR ASSY
1076 | A116590350010001 | MOTOR LT-3PH SQ CAGE < 50 KW<>AS PER IS<>25 KW / RPM 970 / VERT / INSUL CL F<>FRAME BVD 225<>MOTOR ASSY
1077 | A116590390010001 | MOTOR LT-3PH SQ CAGE < 50 KW<>AS PER IS<>0.37 KW/RPM 1375/VERT/INSUL CL F<>FRAME 1LA5073-4AB91-Z<>MOTOR ASSY
1078 | A116590410010001 | MOTOR LT-3PH SQ CAGE < 50 KW<>AS PER IS<>1.1 KW/RPM 1400/FLANGE/INSUL CL F<>FRAME 1LA5090-4A91-Z<>MOTOR ASSY
1079 | A116590430010001 | MOTOR LT-3PH SQ CAGE < 50 KW<>AS PER IS<>3.7 KW / RPM 1430 / FLANGE / INSUL CL F<>FRAME D112 M<>MOTOR ASSY
1080 | A116590500010001 | MOTOR LT-3PH SQ CAGE < 50 KW<>AS PER IS<>11 KW / RPM 970 / HORIZ / INSUL CL F<>FRAME D180 M<>MOTOR ASSY
1081 | A116590510010001 | MOTOR LT-3PH SQ CAGE < 50 KW<>AS PER IS<>10.5/12.5 KW RPM 1450/735 HORIZ INSUL CL F DOUBLE SPEED<>FRAME ND-225M<>MOTOR ASSY
1082 | A116590520010001 | MOTOR LT-3PH SQ CAGE < 50 KW<>AS PER IS<>4 KW/ RPM 1430/ HORIZ / INSUL CL F<>FRAME FN112 M/B<>MOTOR ASSY
1083 | A116590540010001 | MOTOR LT-3PH SQ CAGE < 50 KW<>AS PER IS<>5.5 KW / RPM 930 / HORIZ / INSUL CL F<>FRAME 132 M<>COMPLETE MOTOR ASSY
1084 | A116590550010001 | MOTOR LT-3PH SQ CAGE < 50 KW<>AS PER IS<>0.56 KW / RPM 1425 / FLANGE / INSUL CL F <>FRAME 90 M4<>MOTOR ASSY
1085 | A116590560010001 | MOTOR LT-3PH SQ CAGE < 50 KW<>AS PER IS<>2.2 KW / RPM 950 / HORIZ / INSUL CL F<>FRAME CKB 132<>MOTOR COMPLETE ASSEMBLY
1086 | A116590610010001 | MOTOR LT-3PH SQ CAGE < 50 KW<> AS PER IS<>2.2KW/RPM 1415/HORIZ/INSUL CL F<>FRAME: GD100L <>MOTOR COMPLETE ASSEMBLY
1087 | A116590630010001 | MOTOR LT-3PH SQ CAGE < 50 KW<> AS PER IS<>30KW/RPM 1470/VERTCL/INSUL CL F<>FRAME: 200L <>MOTOR COMPLETE ASSEMBLY
1088 | A116590640010001 | MOTOR LT-3PH SQ CAGE < 50 KW<> AS PER IS<>30KW/RPM 975/HORIZ/INSUL CL F<>FRAME: 225M <>MOTOR COMPLETE ASSEMBLY
1089 | A116590660010001 | MOTOR LT-3PH SQ CAGE < 50 KW<> AS PER IS<>5.5KW/RPM 970/HORIZ/INSUL CL F<>FRAME: 132M <>MOTOR COMPLETE ASSEMBLY
1090 | A116590670010001 | MOTOR LT-3PH SQ CAGE < 50 KW<>AS PER IS<>7.5KW / RPM 96 / FLANGE / INSUL CL F<>TYPE K1000F16E<>MOTOR ASSY
1091 | A116590720010001 | MOTOR LT-3PH SQ CAGE < 50 KW<>AS PER IS<>0.55KW/1395RPM/<>FRAME 80M<>COMPLETE MOTOR ASSEMBLY
1092 | A116590740010001 | MOTOR LT-3PH SQ CAGE < 50 KW<>AS PER IS<>1.1KW/2955RPM/VERTI<>FRAME M2TA80M2B<>COMPLETE MOTOR ASSEMBLY
1093 | A116590870010001 | MOTOR LT-3PH SQ CAGE < 50 KW<>AS PER IS<>18.5KW/1481RPM/<>FRAME M3BP 180 MLA 4<>COMPLETE MOTOR ASSEMBLY
1094 | A116591070010001 | MOTOR LT-3PH SQ CAGE < 50 KW<>AS PER IS<>37KW/3000RPM/VERTI<>FRAME M2JA200L2B-W V1<>COMPLETE MOTOR ASSEMBLY
1095 | A116591090010001 | MOTOR LT-3PH SQ CAGE < 50 KW<>AS PER IS<>3KW/2920RPM/<>FRAME 100L<>COMPLETE MOTOR ASSEMBLY
1096 | A116591180010001 | MOTOR LT-3PH SQ CAGE < 50 KW<>AS PER IS<>5.5KW/1475RPM/HORIZ<>FRAME 160L<>COMPLETE MOTOR ASSEMBLY
1097 | A116591360010001 | MOTOR LT-3PH SQ CAGE < 50 KW<>AS PER IS<>7.5 KW / RPM 1440 / VERT FLANGE / INSUL CL F/VFD/S4.4<>FRAME VD160M<>VFD OPERATED VERTICAL MOUNTED MOTOR ASSY
1098 | A116620010010001 | MOTOR LT-3PH SQ CAGE < 50 KW<>OERLIKON SWISS<>40 KW / FLANGE / 2900 RPM K 155 AV 2<>FRAME B3<>MOTOR COMPLETE ASSY
1099 | A116630030010001 | MOTOR LT-3PH SQ CAGE < 50 KW<>BROOK CROMPTON<>5.5 KW / RPM 1425 / HORIZ / INSL CL F<>FRAME B859963<>MOTOR ASSY
1100 | A116650010010001 | MOTOR LT-3PH SQ CAGE < 50 KW<>COPES<>0.75 KW / RPM 1400 / HORIZ / INSUL CL B<>FRAME P-FRK-48C<>MOTOR
1101 | A116660010010001 | MOTOR LT-3PH SQ CAGE < 50 KW<>ELDRO<>0.085 KW / RPM 2780 / VERT / INSUL CLB<>VERTICAL FRAME<>MOTOR ASSY
1102 | A116670010010001 | MOTOR LT-3PH SQ CAGE < 50 KW<>DUTCHI MOTORS<>11 KW / RPM 1460 / VERT / INSUL CL F<>FRAME DM2 160M-4<>MOTOR ASSY
1103 | A116680010010001 | MOTOR LT-3PH SQ CAGE < 50 KW<>HAVELLS<>37 KW / RPM 1440 / HORIZ / INSUL CL F<>FRAME MH200LFG4<>MOTOR ASSY
1104 | A116680020010001 | MOTOR LT-3PH SQ CAGE < 50 KW<>HAVELLS<>5.5 KW / RPM 1430 / FLANGE / INSUL CL F<>FRAME 112M<>MOTOR ASSY
1105 | A116680030010001 | MOTOR LT-3PH SQ CAGE < 50 KW<>HAVELLS<>30 KW / RPM 1450 / HORIZ /INSUL CL F<>FRAME D200L<>MOTOR ASSY
1106 | A116690010010001 | MOTOR LT-3PH SQ CAGE < 50 KW<>MARATHON<>11 KW / RPM 960 / HORIZ / INSUL CL F<>FRAME D160L<>MOTOR ASSY
1107 | A116690020010002 | MOTOR LT-3PH SQ CAGE < 50 KW<>MARATHON<>15 KW / RPM 1455 / HORIZ / INSUL CL F<>FRAME DV 160L<>MOTOR ASSY
1108 | A116690030010002 | MOTOR LT-3PH SQ CAGE < 50 KW<>MARATHON<>22 KW / RPM 1460 / HORIZ / INSUL CL F<>FRAME D180L<>MOTOR ASSY
1109 | A116690040010002 | MOTOR LT-3PH SQ CAGE < 50 KW<>MARATHON<>30 KW / RPM 1470 / HORIZ / INSUL CL F<>FRAME D200L<>MOTOR ASSY
1110 | A116690050010004 | MOTOR LT-3PH SQ CAGE < 50 KW<>MARATHON<>37 KW / RPM 1470 / HORIZ / INSUL CL F<>FRAME D225S<>MOTOR ASSY
1111 | A116690060010002 | MOTOR LT-3PH SQ CAGE < 50 KW<>MARATHON<>45 KW / RPM 980 / HORIZ / INSUL CL F<>FRAME D280S<>MOTOR ASSY
1112 | A116690070010001 | MOTOR LT-3PH SQ CAGE < 50 KW<>MARATHON<>3.7 KW / RPM 1430 / HORIZ / INSUL CL F<>FRAME DV 116 M<>MOTOR COMPLETE ASSY
1113 | A116690080010003 | MOTOR LT-3PH SQ CAGE < 50 KW<>MARATHON<>45 KW / RPM 1475 / HORIZ / INSUL CL F<>FRAME D225 M<>MOTOR COMPLETE ASSY
1114 | A116690090010003 | MOTOR LT-3PH SQ CAGE < 50 KW<>MARATHON<>5.5 KW / RPM 1440 / VERT / INSUL CL F<>FRAME DV 132 S<>MOTOR COMPLETE ASSY
1115 | A116690100010003 | MOTOR LT-3PH SQ CAGE < 50 KW<>MARATHON<>9 KW / RPM 1455 / HORIZ / INSUL CL F<>FRAME DV 116 M<>MOTOR COMPLETE ASSY
1116 | A116690350010001 | MOTOR LT-3PH SQ CAGE < 50 KW<>MARATHON<>18.5KW/1463RPM<>FRAME SEV 180M<>COMPLETE MOTOR ASSEMBLY
1117 | A116690360010001 | MOTOR LT-3PH SQ CAGE < 50 KW<>MARATHON<>110KW / RPM 1485 / HORIZ / INSUL CL F<>0315S<>MOTOR ASSY
1118 | A116710010010001 | MOTOR LT-3PH SQ CAGE < 50 KW<>BEIJING BJ<>2.2 KW / RPM 1420 / HORIZ / INSUL CL B<>FRAME Y10011-4<>MOTOR ASSY
1119 | A116720010010001 | MOTOR LT-3PH SQ CAGE < 50 KW<>PBL<>5.5 KW / RPM 1500 / FOOT / INSUL CL F<>TYPE K1251<>MOTOR ASSY
1120 | A116740010010002 | MOTOR LT-3PH SQ CAGE < 50 KW<>MITSUBISHI ELECTRIC<>1.5 KW / RPM 1425 / HORIZ / INSUL CL F<>FRAME 100L<>MOTOR COMPLETE ASSEMBLY
1121 | A116740060010004 | MOTOR LT-3PH SQ CAGE < 50 KW<>MITSUBISHI ELECTRIC<>37 KW / RPM 2950 / VERT / INSUL CL F<>FRAME ND 225S<>MOTOR COMPLETE ASSEMBLY
1122 | A116760010010001 | MOTOR LT-3PH SQ CAGE < 50 KW<>PRIMO(KIRLOSKAR)<>1.1KW/920RPM<>FRAME PM90L<>COMPLETE MOTOR ASSEMBLY
1123 | A116760020010001 | MOTOR LT-3PH SQ CAGE < 50 KW<>PRIMO(KIRLOSKAR)<>5.5KW/1440RPM<>FRAME 132S<>COMPLETE MOTOR ASSEMBLY
1124 | A116770010010001 | MOTOR LT-3PH SQ CAGE < 50 KW<>XYLEM<>7.5KW/2910RPM/VERTIC<>132S<>COMPLETE MOTOR ASSEMBLY
1125 | A116780010010001 | MOTOR LT-3PH SQ CAGE < 50 KW<>OLAER GROUP<>2.2 KW / RPM 930 / HORIZ / INSUL CL F<>FRAME 112M-6<>MOTOR ASSY
1126 | A116790010010001 | MOTOR LT-3PH SQ CAGE < 50 KW<>ROTOMOTIVE POWERDRIVES<>0.37 KW / RPM 1350 / HORIZ / INSUL CL F<>FRAME 71B-4<>MOTOR ASSY
1127 | A116800020010001 | MOTOR LT-3PH SQ CAGE < 50 KW<> MAKE: AS PER IS<>112KW/RPM 1485/VERTCL/INSUL CL F<>FRAME: 315S<>MOTOR COMPLETE ASSEMBLY
1128 | A116800030010001 | MOTOR LT-3PH SQ CAGE < 50 KW<> MAKE: AS PER IS<>2.2KW/RPM 1400/HORIZ/INSUL CL F<>FRAME: BPM 100L<>MOTOR COMPLETE ASSEMBLY
1129 | A116800040010001 | MOTOR LT-3PH SQ CAGE < 50 KW<> MAKE: AS PER IS<>2.2KW/RPM 945/HORIZ/INSUL CL F<>FRAME: M2BA112M6<>MOTOR COMPLETE ASSEMBLY
1130 | A116800050010001 | MOTOR LT-3PH SQ CAGE < 50 KW<> MAKE: AS PER IS<>30KW/RPM 1470/HORIZ/INSUL CL F<>FRAME:SE 200L<>MOTOR COMPLETE ASSEMBLY
1131 | A116800060010001 | MOTOR LT-3PH SQ CAGE < 50 KW<> MAKE: AS PER IS<>5.5KW/RPM 970/HORIZ/INSUL CL F<>FRAME: M2BA132MC6<>MOTOR COMPLETE ASSEMBLY
1132 | A116840010010001 | MOTOR LT-3PH SQ CAGE <50 KW<>CROMPTON<>1.5KW/ RPM1435/HORIZ/INSUL CLF<>FRAME-MG 90L<>MOTOR ASSY
1133 | A116840010010002 | MOTOR LT-3PH SQ CAGE < 50 KW<>BEM<>RATING: 37 KW/RPM 1480 /MOUNTING HORIZO<>FRAME SIZE : 225M<>COMPLETE MOTOR ASSEMBLY
1134 | A119100290010001 | MOTOR LT-3PH SQ CAGE > 50 KW<>SIEMENS<>120 KW / RPM 2982 / HORIZ / INSUL CL F <>FRAME 315M<>COMPLETE MOTOR ASSY
1135 | A154010010010002 | MOTOR DC-440 V<>KIRLOSKAR<>30 KW / RPM 1500 / HORI / CL F<>FRAME KRDC 280 / 53<>MOTOR COMPLETE ASSY
1136 | A154010030010002 | MOTOR DC-440 V<>KIRLOSKAR<>55 KW / RPM 1000 / HORI / CL F<>FRAME KRDC 280 / 79<>MOTOR COMPLETE ASSY
1137 | A041080070010001 | MOTOR DC-220 V<>ANY REPUTED<>RATING 7.5 KW<>41 AMP<>DC MOTOR 220VDC 7.5KW, 1500RPM
1138 | A041010100010001 | MOTOR DC-220 V<>KIRLOSKAR<>14 KW / RPM 1500 / HORIZ / CL H<>FRAME ASHC2259<>MOTOR ASSY
1139 | A109120110010001 | MOTOR LT-3PH SQ CAGE > 50 KW<>AS PER IS<>110 KW / RPM 1485 / HORIZ / INSUL CL F<>FRAME 315S<>MOTOR ASSY
1140 | A109160040010012 | MOTOR LT-3PH SQ CAGE > 50 KW<>MARATHON<>75 KW / RPM 1480 / HORIZ / INSUL CL F<>FRAME D280S<>COMPLETE MOTOR ASSEMBLY
1141 | A109100340020001 | MOTOR LT-3PH SQ CAGE > 50 KW<>SIEMENS<>50 KW / RPM 1472 / HORIZ / INSUL CL F<>FRAME 250 M<>MOTOR COMPLETE ASSEMBLY

## 15
GROUP-A BEARING
APPROVED VENDORS :
1) SKF INDIA LTD.(VID:51508)
2) TIMKEN INDIA LIMITED (VID : 51661)…Except Bearings of ID/PA/FD fan (High Speed Auxiliaries) Mapped for Item Codes at Sr. No. 244-345
SN | ITEM CODE | ITEM DESCRIPTION
1 | A072010010040067 | BEARING & SLEEVE<>BRITISH<>TAPER ROLLER<>SINGLE ROW CUP AND CONE<>CRIC BRG 62 / 28
2 | A072010010040069 | BEARING & SLEEVE<>BRITISH<>TAPER ROLLER<>SINGLE ROW CUP AND CONE<>CRIC BRG 6277 / 6220
3 | A072010020010021 | BEARING & SLEEVE<>BRITISH<>CYLINDRICAL ROLLER<>SINGLE ROW<>CRM 32 (SKF) /RHP-MRJ-4E(RHP)/RMS-21 (FAG)
4 | A072010030010060 | BEARING & SLEEVE<>BRITISH<>BALL<>SINGLE ROW DEEP GROOVE<>CRIC BRG MRC 313 MFG
5 | A072010030010061 | BEARING & SLEEVE<>BRITISH<>BALL<>SINGLE ROW DEEP GROOVE<>CRIC BRG 7040
6 | A072010030020019 | BEARING & SLEEVE<>BRITISH<>BALL<>SINGLE ROW ANGULAR CONTACT<>7034 B.MP.UA.C3
7 | A072020010010002 | BEARING & SLEEVE<>METRIC<>BALL<>AXIAL<>51200
8 | A072020010010051 | BEARING & SLEEVE<>METRIC<>BALL<>AXIAL<>BEARING CRIC 6315 C4
9 | A072020010030058 | BEARING&SLEEVE<>METRIC<>BALL <>DOUBLE ROW ANGULAR CONTACT<>BEARING 5309 CG
10 | A072020010050008 | BEARING & SLEEVE<>METRIC<>BALL<>FOUR POINT CONTACT<>QJ 307
11 | A072020010070090 | BEARING & SLEEVE<>METRIC<>BALL<>SELF ALIGNING DOUBLE ROW<>CRIC BRG 1201 ETN9
12 | A072020010070092 | BEARING & SLEEVE<>METRIC<>BALL<>SELF ALIGNING DOUBLE ROW<>CRIC BRG 1203 ETN9
13 | A072020010070101 | BEARING & SLEEVE<>METRIC<>BALL<> SELF ALIGNING DOUBLE ROW<>2305 M/VQ335
14 | A072020010080051 | BEARING & SLEEVE<>METRIC<>BALL<>SINGLE ROW ANGULAR CONTACT<>7230 BCBM
15 | A072020010080085 | BEARING & SLEEVE<>METRIC<>BALL<>SINGLE ROW ANGULAR CONTACT<>7226 BMPUA
16 | A072020010080094 | BEARING & SLEEVE<>METRIC<>BALL<>SINGLE ROW ANGULAR CONTACT<>7244 BCBM
17 | A072020010080099 | BEARING & SLEEVE<>METRIC<>BALL<>SINGLE ROW ANGULAR CONTACT<>7226 BCBM
18 | A072020010080134 | BEARING & SLEEVE<>METRIC<>BALL<>SINGLE ROW ANGULAR CONTACT<>CRIC BRG 7213 BEP
19 | A072020010080135 | BEARING & SLEEVE<>METRIC<>BALL<>SINGLE ROW ANGULAR CONTACT<>CRIC BRG 7207 BEP
20 | A072020010080138 | BEARING & SLEEVE<>METRIC<>BALL<>SINGLE ROW ANGULAR CONTACT<>CRIC BRG 7230 BCBM
21 | A072020010080144 | BEARING & SLEEVE<>METRIC<>BALL<>SINGLE ROW ANGULAR CONTACT<>CRIC BRG 7322 BEP
22 | A072020010080145 | BEARING & SLEEVE<>METRIC<>BALL<>SINGLE ROW ANGULAR CONTACT<>CRIC BRG 7322 JP
23 | A072020010080146 | BEARING & SLEEVE<>METRIC<>BALL<>SINGLE ROW ANGULAR CONTACT<>CRIC BRG 7234 BMPUA
24 | A072020010080148 | BEARING & SLEEVE<>METRIC<>BALL<>SINGLE ROW ANGULAR CONTACT<>CRIC BRG 7234 BCBM
25 | A072020010080149 | BEARING & SLEEVE<>METRIC<>BALL<>SINGLE ROW ANGULAR CONTACT<>CRIC BRG 7244 BCBM
26 | A072020010080157 | BEARING & SLEEVE<>METRIC<>BALL<>SINGLE ROW ANGULAR CONTACT<>CRIC BRG 7308 BEP
27 | A072020010080158 | BEARING & SLEEVE<>METRIC<>BALL<>SINGLE ROW ANGULAR CONTACT<>CRIC BRG 7313 B
28 | A072020010080160 | BEARING & SLEEVE<>METRIC<>BALL<>SINGLE ROW ANGULAR CONTACT<>7248 B
29 | A072020010090005 | BEARING & SLEEVE<>METRIC<>BALL<>SINGLE ROW DEEP GROOVE<>6010
30 | A072020010090144 | BEARING & SLEEVE<>METRIC<>BALL<>SINGLE ROW DEEP GROOVE<>6240 M
31 | A072020010090223 | BEARING & SLEEVE<>METRIC<>BALL<>SINGLE ROW DEEP GROOVE<>6222 C3
32 | A072020010090307 | BEARING & SLEEVE<>METRIC<>BALL<>SINGLE ROW DEEP GROOVE<>6212 2Z / C3
33 | A072020010090556 | BEARING & SLEEVE<>METRIC<>BALL<>SINGLE ROW DEEP GROOVE<>CRIC BRG 6228 C3
34 | A072020010090557 | BEARING & SLEEVE<>METRIC<>BALL<>SINGLE ROW DEEP GROOVE<>CRIC BRG 6238 MC3
35 | A072020010090558 | BEARING & SLEEVE<>METRIC<>BALL<>SINGLE ROW DEEP GROOVE<>CRIC BRG 6240 MC3
36 | A072020010090565 | BEARING & SLEEVE<>METRIC<>BALL<>SINGLE ROW DEEP GROOVE<>CRIC BRG 6311
37 | A072020010090566 | BEARING & SLEEVE<>METRIC<>BALL<>SINGLE ROW DEEP GROOVE<>CRIC BRG 6007 2RS1
38 | A072020010090567 | BEARING & SLEEVE<>METRIC<>BALL<>SINGLE ROW DEEP GROOVE<>CRIC BRG 6008
39 | A072020010090572 | BEARING & SLEEVE<>METRIC<>BALL<>SINGLE ROW DEEP GROOVE<>CRIC BRG 6230 C3
40 | A072020010090573 | BEARING & SLEEVE<>METRIC<>BALL<>SINGLE ROW DEEP GROOVE<>CRIC BRG 6236 MC3
41 | A072020010090585 | BEARING & SLEEVE<>METRIC<>BALL<>SINGLE ROW DEEP GROOVE<>CRIC BRG 6226 C3
42 | A072020010090591 | BEARING & SLEEVE<>METRIC<>BALL<>SINGLE ROW DEEP GROOVE<>CRIC BRG 6232 C3
43 | A072020010090592 | BEARING & SLEEVE<>METRIC<>BALL<>SINGLE ROW DEEP GROOVE<>CRIC BRG 6240 C3
44 | A072020010090594 | BEARING & SLEEVE<>METRIC<>BALL<>SINGLE ROW DEEP GROOVE<>CRIC BRG 6322 ECM
45 | A072020010090612 | BEARING & SLEEVE<>METRIC<>BALL<>SINGLE ROW DEEP GROOVE<>CRIC BRG 6213 2RS
46 | A072020010090617 | BEARING & SLEEVE<>METRIC<>BALL<>SINGLE ROW DEEP GROOVE<>CRIC BRG 6322 M C3
47 | A072020010090622 | BEARING & SLEEVE<>METRIC<>BALL<>SINGLE ROW DEEP GROOVE<>CRIC BRG 6030 C3
48 | A072020010090623 | BEARING & SLEEVE<>METRIC<>BALL<>SINGLE ROW DEEP GROOVE<>CRIC BRG 6326 C3
49 | A072020010090627 | BEARING & SLEEVE<>METRIC<>BALL<>SINGLE ROW DEEP GROOVE<>CRIC BRG 6318 C3
50 | A072020010090628 | BEARING & SLEEVE<>METRIC<>BALL<>SINGLE ROW DEEP GROOVE<>CRIC BRG 6317 C3
51 | A072020010090629 | BEARING & SLEEVE<>METRIC<>BALL<>SINGLE ROW DEEP GROOVE<>CRIC BRG 6210 2ZC3
52 | A072020010090630 | BEARING & SLEEVE<>METRIC<>BALL<>SINGLE ROW DEEP GROOVE<>CRIC BRG 6309 C3
53 | A072020010090631 | BEARING & SLEEVE<>METRIC<>BALL<>SINGLE ROW DEEP GROOVE<>CRIC BRG 6319 C3
54 | A072020010090646 | BEARING & SLEEVE<>METRIC<>BALL<>SINGLE ROW DEEP GROOVE<>6207 ZZ
55 | A072020010090651 | BEARING & SLEEVE<>METRIC<>BALL<>SINGLE ROW DEEP GROOVE<>6308 ZZ
56 | A072020010090652 | BEARING & SLEEVE<>METRIC<>BALL<>SINGLE ROW DEEP GROOVE<>6311 ZZ
57 | A072020010090663 | BEARING & SLEEVE<>METRIC<>BALL<>SINGLE ROW DEEP GROOVE<>6056 DGB
58 | A072020010090664 | BEARING & SLEEVE<>METRIC<>BALL<>SINGLE ROW DEEP GROOVE<>6306 RSR
59 | A072020010090667 | BEARING & SLEEVE<>METRIC<>BALL<>SINGLE ROW DEEP GROOVE<>DEEP GROOVE BALL BEARING 6240 M/C3
60 | A072020010090676 | BEARING& SLEEVE<>METRIC<>BALL<> SINGLE ROW <>DEEP GROOVE BALL BEARING 6309 M4
61 | A072020010090677 | BEARING& SLEEVE<>METRIC<>BALL<> SINGLE ROW DEEP GROOVE<>6307 M
62 | A072020010090690 | BEARING & SLEEVE <>METRIC <>BALL<> SINGLE ROW DEEP GROOVE<>BEARING 6313 ZZ NR
63 | A072020010090691 | BEARING & SLEEVE<>METRIC<> BALL<>SINGLE ROW DEEP GROOVE<>BEARING 6306 ZZ NR
64 | A072020010090693 | BEARING & SLEEVE<> METRIC<> BALL<>SINGLE ROW DEEP GROOVE<>CRIC 361204 R
65 | A072020010100081 | BEARING & SLEEVE<>METRIC<>BALL<>THRUST<>CRIC BRG 51308
66 | A072020010100083 | BEARING & SLEEVE<>METRIC<>BALL<>THRUST<>CRIC BRG 51207
67 | A072020010100084 | BEARING & SLEEVE<>METRIC<>BALL<>THRUST<>CRIC BRG 51108
68 | A072020010100085 | BEARING & SLEEVE<>METRIC<>BALL<>THRUST<>CRIC BRG 51106
69 | A072020010100086 | BEARING & SLEEVE<>METRIC<>BALL<>THRUST<>CRIC BRG 51407, BALL THRUST BEARING
70 | A072020010100087 | BEARING & SLEEVE<>METRIC<>BALL<>THRUST<>CRIC BRG 51207 B
71 | A072020010100088 | BEARING & SLEEVE<>METRIC<>BALL<>THRUST<>CRIC BRG 51217
72 | A072020010100089 | BEARING & SLEEVE<>METRIC<>BALL<>THRUST<>51314 C
73 | A072020010100095 | BEARING & SLEEVE<>METRIC<>BALL<>THRUST<>CRIC THRU BALL BRG 51200
74 | A072020010100097 | BEARING & SLEEVE<>METRIC<>BALL<>THRUST<>BEARING CRIC 51103
75 | A072020010100098 | BEARING & SLEEVE<>METRIC<>BALL<>THRUST<>BEARING CRIC 51104
76 | A072020010100099 | BEARING & SLEEVE<>METRIC<>BALL<>THRUST<>BEARING CRIC 51105
77 | A072020010100100 | BEARING & SLEEVE<>METRIC<>BALL<>THRUST<>BEARING CRIC 51203
78 | A072020010210001 | BEARING & SLEEVE<>METRIC<>BALL<>SINGLE ROW<>119 J
79 | A072020020010020 | BEARING & SLEEVE<>METRIC<>CYLINDRICAL ROLLER<>N TYPE<>N 234 ECMC3
80 | A072020020010021 | BEARING & SLEEVE<>METRIC<>CYLINDRICAL ROLLER<>N TYPE<>NU 230 EC3
81 | A072020020010100 | BEARING & SLEEVE<>METRIC<>CYLINDRICAL ROLLER<>N TYPE<>CRIC BRG N 312 ECJ
82 | A072020020010102 | BEARING & SLEEVE<>METRIC<>CYLINDRICAL ROLLER<>N TYPE<>CRIC BRG N 314
83 | A072020020010103 | BEARING & SLEEVE<>METRIC<>CYLINDRICAL ROLLER<>N TYPE<>CRIC BRG NU 226 ECML
84 | A072020020010104 | BEARING & SLEEVE<>METRIC<>CYLINDRICAL ROLLER<>N TYPE<>CRIC BRG N 322 EM1C3
85 | A072020020030062 | BEARING & SLEEVE<>METRIC<>CYLINDRICAL ROLLER<>NJ TYPE<>NJ 230
86 | A072020020050017 | BEARING & SLEEVE<>METRIC<>CYLINDRICAL ROLLER<>NU TYPE<>NU 222 ECM
87 | A072020020050046 | BEARING & SLEEVE<>METRIC<>CYLINDRICAL ROLLER<>NU TYPE<>NU 316 ECPC3
88 | A072020020050133 | BEARING & SLEEVE<>METRIC<>CYLINDRICAL ROLLER<>NU TYPE<>NU 232 EM1C3
89 | A072020020050134 | BEARING & SLEEVE<>METRIC<>CYLINDRICAL ROLLER<>NU TYPE<>NU 238 EM1C3
90 | A072020020050143 | BEARING & SLEEVE<>METRIC<>CYLINDRICAL ROLLER<>NU TYPE<>NU 230 ECM / C3
91 | A072020020050189 | BEARING & SLEEVE<>METRIC<>CYLINDRICAL ROLLER<>NU TYPE<>NU 240 EM1
92 | A072020020050260 | BEARING & SLEEVE<>METRIC<>CYLINDRICAL ROLLER<>NU TYPE<>CRIC BRG NU 232 M
93 | A072020020050261 | BEARING & SLEEVE<>METRIC<>CYLINDRICAL ROLLER<>NU TYPE<>CRIC BRG NU 234 ECMA
94 | A072020020050262 | BEARING & SLEEVE<>METRIC<>CYLINDRICAL ROLLER<>NU TYPE<>CRIC BRG NU 238 ECMA
95 | A072020020050264 | BEARING & SLEEVE<>METRIC<>CYLINDRICAL ROLLER<>NU TYPE<>CRIC BRG NU 213 ECP
96 | A072020020050265 | BEARING & SLEEVE<>METRIC<>CYLINDRICAL ROLLER<>NU TYPE<>CRIC BRG NU 214 ECP
97 | A072020020050268 | BEARING & SLEEVE<>METRIC<>CYLINDRICAL ROLLER<>NU TYPE<>CRIC BRG NU 240 ECMA
98 | A072020020050270 | BEARING & SLEEVE<>METRIC<>CYLINDRICAL ROLLER<>NU TYPE<>CRIC BRG NU 314 ECJ
99 | A072020020050272 | BEARING & SLEEVE<>METRIC<>CYLINDRICAL ROLLER<>NU TYPE<>CRIC BRG NU 310 ECJ
100 | A072020020050273 | BEARING & SLEEVE<>METRIC<>CYLINDRICAL ROLLER<>NU TYPE<>CRIC BRG NU 236 ECMA
101 | A072020020050275 | BEARING & SLEEVE<>METRIC<>CYLINDRICAL ROLLER<>NU TYPE<>CRIC BRG NU 330 ECM
102 | A072020020050276 | BEARING & SLEEVE<>METRIC<>CYLINDRICAL ROLLER<>NU TYPE<>CRIC BRG NU 319 ECJC3
103 | A072020020050277 | BEARING & SLEEVE<>METRIC<>CYLINDRICAL ROLLER<>NU TYPE<>CRIC BRG NU 226 ECJC3
104 | A072020020050278 | BEARING & SLEEVE<>METRIC<>CYLINDRICAL ROLLER<>NU TYPE<>CRIC BRG NU 222 ECM
105 | A072020020050279 | BEARING & SLEEVE<>METRIC<>CYLINDRICAL ROLLER<>NU TYPE<>CRIC BRG NU 232 ECJ
106 | A072020020050280 | BEARING & SLEEVE<>METRIC<>CYLINDRICAL ROLLER<>NU TYPE<>CRIC BRG NU 238 ECJ
107 | A072020020050281 | BEARING & SLEEVE<>METRIC<>CYLINDRICAL ROLLER<>NU TYPE<>CRIC BRG NU 312 ECP
108 | A072020020050282 | BEARING & SLEEVE<>METRIC<>CYLINDRICAL ROLLER<>NU TYPE<>CRIC BRG NU 332 ECJC3
109 | A072020020050283 | BEARING & SLEEVE<>METRIC<>CYLINDRICAL ROLLER<>NU TYPE<>CRIC BRG NU 308 ECP
110 | A072020020050284 | BEARING & SLEEVE<>METRIC<>CYLINDRICAL ROLLER<>NU TYPE<>CRIC BRG NU 311 ECJ
111 | A072020020050285 | BEARING & SLEEVE<>METRIC<>CYLINDRICAL ROLLER<>NU TYPE<>CRIC BRG NU 416
112 | A072020020050286 | BEARING & SLEEVE<>METRIC<>CYLINDRICAL ROLLER<>NU TYPE<>CRIC BRG NU 240 ECMAC3
113 | A072020020050287 | BEARING & SLEEVE<>METRIC<>CYLINDRICAL ROLLER<>NU TYPE<>CRIC BRG NU 234 MC3
114 | A072020020050288 | BEARING & SLEEVE<>METRIC<>CYLINDRICAL ROLLER<>NU TYPE<>CRIC BRG NU 226 M
115 | A072020020050289 | BEARING & SLEEVE<>METRIC<>CYLINDRICAL ROLLER<>NU TYPE<>CRIC BRG NU 224 M
116 | A072020020050290 | BEARING & SLEEVE<>METRIC<>CYLINDRICAL ROLLER<>NU TYPE<>CRIC BRG NU 228 M
117 | A072020020050291 | BEARING & SLEEVE<>METRIC<>CYLINDRICAL ROLLER<>NU TYPE<>CRIC BRG NU 230 M
118 | A072020020050292 | BEARING & SLEEVE<>METRIC<>CYLINDRICAL ROLLER<>NU TYPE<>CRIC BRG NU 214 EM1C3
119 | A072020020050293 | BEARING & SLEEVE<>METRIC<>CYLINDRICAL ROLLER<>NU TYPE<>CRIC BRG NU 219
120 | A072020020050294 | BEARING & SLEEVE<>METRIC<>CYLINDRICAL ROLLER<>NU TYPE<>CRIC BRG NU 232 EM1C3
121 | A072020020050295 | BEARING & SLEEVE<>METRIC<>CYLINDRICAL ROLLER<>NU TYPE<>CRIC BRG NU 238 EM1C3
122 | A072020020050297 | BEARING & SLEEVE<>METRIC<>CYLINDRICAL ROLLER<>NU TYPE<>CRIC BRG NU 232 ECML / C3
123 | A072020020050298 | BEARING & SLEEVE<>METRIC<>CYLINDRICAL ROLLER<>NU TYPE<>CRIC BRG NU 238 ECMA / C3
124 | A072020020050299 | BEARING & SLEEVE<>METRIC<>CYLINDRICAL ROLLER<>NU TYPE<>CRIC BRG NU 244 ECMA / C3
125 | A072020020050300 | BEARING & SLEEVE<>METRIC<>CYLINDRICAL ROLLER<>NU TYPE<>CRIC BRG NU 220
126 | A072020020050302 | BEARING & SLEEVE<>METRIC<>CYLINDRICAL ROLLER<>NU TYPE<>CRIC BRG NU 240 EM1
127 | A072020020050303 | BEARING & SLEEVE<>METRIC<>CYLINDRICAL ROLLER<>NU TYPE<>CRIC BRG NU 226
128 | A072020020050304 | BEARING & SLEEVE<>METRIC<>CYLINDRICAL ROLLER<>NU TYPE<>CRIC BRG NU 230 EM1
129 | A072020020050305 | BEARING & SLEEVE<>METRIC<>CYLINDRICAL ROLLER<>NU TYPE<>CRIC BRG NU240 M
130 | A072020020050306 | BEARING & SLEEVE<>METRIC<>CYLINDRICAL ROLLER<>NU TYPE<>CRIC BRG NU 240 M
131 | A072020020050308 | BEARING & SLEEVE<>METRIC<>CYLINDRICAL ROLLER<>NU TYPE<>CRIC BRG NU 217
132 | A072020020050309 | BEARING & SLEEVE<>METRIC<>CYLINDRICAL ROLLER<>NU TYPE<>CRIC BRG NU 236 ECJ
133 | A072020020050310 | BEARING & SLEEVE<>METRIC<>CYLINDRICAL ROLLER<>NU TYPE<>CRIC BRG NU 322 ECM
134 | A072020020050311 | BEARING & SLEEVE<>METRIC<>CYLINDRICAL ROLLER<>NU TYPE<>CRIC BRG NU 322 ECMC3
135 | A072020020050312 | BEARING & SLEEVE<>METRIC<>CYLINDRICAL ROLLER<>NU TYPE<>CRIC BRG NU 318 EM1
136 | A072020020050313 | BEARING & SLEEVE<>METRIC<>CYLINDRICAL ROLLER<>NU TYPE<>CRIC BRG NU 214
137 | A072020020050314 | BEARING & SLEEVE<>METRIC<>CYLINDRICAL ROLLER<>NU TYPE<>CRIC BRG NU 217 C3
138 | A072020020050315 | BEARING & SLEEVE<>METRIC<>CYLINDRICAL ROLLER<>NU TYPE<>CRIC BRG NU 309 ECJC3
139 | A072020020050316 | BEARING & SLEEVE<>METRIC<>CYLINDRICAL ROLLER<>NU TYPE<>CRIC BRG NU 222 EM1C3
140 | A072020020050317 | BEARING & SLEEVE<>METRIC<>CYLINDRICAL ROLLER<>NU TYPE<>CRIC BRG NU 226 EM1C3
141 | A072020020050319 | BEARING & SLEEVE<>METRIC<>CYLINDRICAL ROLLER<>NU TYPE<>CRIC BRG NU 226E M1 C3
142 | A072020020050320 | BEARING & SLEEVE<>METRIC<>CYLINDRICAL ROLLER<>NU TYPE<>CRIC BRG NU 322 EM
143 | A072020020050322 | BEARING & SLEEVE<>METRIC<>CYLINDRICAL ROLLER<>NU TYPE<>CRIC BRG NU 322 ML
144 | A072020020050323 | BEARING & SLEEVE<>METRIC<>CYLINDRICAL ROLLER<>NU TYPE<>CRIC BRG NU 236 EM1
145 | A072020020050324 | BEARING & SLEEVE<>METRIC<>CYLINDRICAL ROLLER<>NU TYPE<>CRIC BRG NU 322 EMC3
146 | A072020020050325 | BEARING & SLEEVE<>METRIC<>CYLINDRICAL ROLLER<>NU TYPE<>CRIC BRG NU 320 MC3
147 | A072020020050326 | BEARING & SLEEVE<>METRIC<>CYLINDRICAL ROLLER<>NU TYPE<>CRIC BRG NU 330 ECM / C3
148 | A072020020050328 | BEARING & SLEEVE<>METRIC<>CYLINDRICAL ROLLER<>NU TYPE<>CRIC BRG NU 326
149 | A072020020050330 | BEARING & SLEEVE<>METRIC<>CYLINDRICAL ROLLER<>NU TYPE<>CRIC BRG NU 218
150 | A072020020050331 | BEARING & SLEEVE<>METRIC<>CYLINDRICAL ROLLER<>NU TYPE<>CRIC BRG NU 216 ECJ
151 | A072020020050332 | BEARING & SLEEVE<>METRIC<>CYLINDRICAL ROLLER<>NU TYPE<>CRIC BRG NU 319
152 | A072020020050333 | BEARING & SLEEVE<>METRIC<>CYLINDRICAL ROLLER<>NU TYPE<>CRIC BRG NU 222 ECJ
153 | A072020020050334 | BEARING & SLEEVE<>METRIC<>CYLINDRICAL ROLLER<>NU TYPE<>CRIC BRG NU 317 ECJ
154 | A072020020050335 | BEARING & SLEEVE<>METRIC<>CYLINDRICAL ROLLER<>NU TYPE<>CRIC BRG NU 219 ECJ + HJ 219 EC
155 | A072020020050336 | BEARING & SLEEVE<>METRIC<>CYLINDRICAL ROLLER<>NU TYPE<>CRIC BRG NU 222 ECJ + HJ 222 EC
156 | A072020020050365 | BEARING & SLEEVE<>METRIC<> CYLINDRICAL ROLLER<>NU TYPE <>CRIC BRG NU 222 ECP
157 | A072020020050338 | BEARING & SLEEVE<>METRIC<>CYLINDRICAL ROLLER<>NU TYPE<>BRG NU 2232 ECML/C3
158 | A072020020050339 | BEARING & SLEEVE<>METRIC<>CYLINDRICAL ROLLER<>NU TYPE<>CRIC BRG NU 220 C3
159 | A072020020050340 | BEARING & SLEEVE<>METRIC<>CYLINDRICAL ROLLER<>NU TYPE<>CRIC BRG NU 222 M
160 | A072020020050341 | BEARING & SLEEVE<>METRIC<>CYLINDRICAL ROLLER<>NU TYPE<>CRIC BRG NU 228
161 | A072020020050342 | BEARING & SLEEVE<>METRIC<>CYLINDRICAL ROLLER<>NU TYPE<>NU 1040
162 | A072020020050343 | BEARING & SLEEVE<>METRIC<>CYLINDRICAL ROLLER<>NU TYPE<>NU 219 M
163 | A072020020050345 | BEARING & SLEEVE<>METRIC<>CYLINDRICAL ROLLER<>NU TYPE<>NU 224
164 | A072020020050349 | BEARING & SLEEVE<>METRIC<>CYLINDRICAL ROLLER<>NU TYPE<>NU 2256
165 | A072020020050352 | BEARING & SLEEVE<>METRIC<>CYLINDRICAL ROLLER<>NU TYPE<>CRIC BRG NU 332 EM1C3
166 | A072020020060016 | BEARING & SLEEVE<>METRIC<>CYLINDRICAL ROLLER<>NUP TYPE<>CRIC BRG NUP 222 ECJ
167 | A072020020190001 | BEARING & SLEEVE<>METRIC<>CYLINDRICAL ROLLER<>NF TYPE<>NF 217 MB
168 | A072020020200001 | BEARING & SLEEVE<>METRIC<>CYLINDRICAL ROLLER<>DOUBLE ROW<>22211 K/C3
169 | A072020020210002 | BEARING & SLEEVE<>METRIC<>CYLINDRICAL ROLLER<>SINGLE ROW<>NJ240 ECMA
170 | A072020030020011 | BEARING & SLEEVES<>METRIC<>NEEDLE ROLLER<>NEEDLE ROLLER<>NA 2040
171 | A072020030020016 | BEARING & SLEEVES<>METRIC<>NEEDLE ROLLER<>NEEDLE ROLLER<>NA 2050
172 | A072020030020037 | BEARING & SLEEVE<>METRIC<>NEEDLE ROLLER<>NEEDLE ROLLER<>CRIC BRG NA 2040
173 | A072020030020038 | BEARING & SLEEVE<>METRIC<>NEEDLE ROLLER<>NEEDLE ROLLER<>CRIC BRG NA 2050
174 | A072020030020039 | BEARING & SLEEVE<>METRIC<>NEEDLE ROLLER<>NEEDLE ROLLER<>CRIC BRG NA 4822
175 | A072020030020040 | BEARING & SLEEVE<>METRIC<>NEEDLE ROLLER<>NEEDLE ROLLER<>CRIC BRG NA 3070
176 | A072020030020041 | BEARING & SLEEVE<>METRIC<>NEEDLE ROLLER<>NEEDLE ROLLER<>CRIC BRG NA 4906
177 | A072020040010009 | BEARING & SLEEVE<>METRIC<>SPHERICAL<>SPHERICAL SLEEVE BEARING<>CRIC BRG GE 40 ES
178 | A072020040010011 | BEARING & SLEEVE<>METRIC<>SPHERICAL<>SPHERICAL SLEEVE BEARING<>CRIC BRG GE 15 ES
179 | A072020050020034 | BEARING & SLEEVE<>METRIC<>SPHERICAL ROLLER<>SELF ALIGNING<>22224 CCK / C3 / W33
180 | A072020050020107 | BEARING & SLEEVES<> METRIC<> SPHERICAL ROLLER<>SELF ALIGNING<>22330 CCK/ W33
181 | A072020050020212 | BEARING & SLEEVE<>METRIC<>SPHERICAL ROLLER<>SELF ALIGNING<>22336 CCK/W33
182 | A072020050020356 | BEARING & SLEEVE<>METRIC<>SPHERICAL ROLLER<>SELF ALIGNING<>CRIC BRG 22328 CC / C3 / W33
183 | A072020050020358 | BEARING & SLEEVE<>METRIC<>SPHERICAL ROLLER<>SELF ALIGNING<>CRIC BRG 23122 CC / W33
184 | A072020050020359 | BEARING & SLEEVE<>METRIC<>SPHERICAL ROLLER<>SELF ALIGNING<>CRIC BRG 23124 CC / W33
185 | A072020050020366 | BEARING & SLEEVE<>METRIC<>SPHERICAL ROLLER<>SELF ALIGNING<>CRIC BRG 22232 CC / C3 / W33
186 | A072020050020367 | BEARING & SLEEVE<>METRIC<>SPHERICAL ROLLER<>SELF ALIGNING<>CRIC BRG 22315 CC / W33
187 | A072020050020368 | BEARING & SLEEVE<>METRIC<>SPHERICAL ROLLER<>SELF ALIGNING<>CRIC BRG 22317 CC / W33
188 | A072020050020371 | BEARING & SLEEVE<>METRIC<>SPHERICAL ROLLER<>SELF ALIGNING<>CRIC BRG 23132 CC / W33
189 | A072020050020372 | BEARING & SLEEVE<>METRIC<>SPHERICAL ROLLER<>SELF ALIGNING<>CRIC BRG 22308 CC / W33
190 | A072020050020373 | BEARING & SLEEVE<>METRIC<>SPHERICAL ROLLER<>SELF ALIGNING<>CRIC BRG 22311 E
191 | A072020050020374 | BEARING & SLEEVE<>METRIC<>SPHERICAL ROLLER<>SELF ALIGNING<>CRIC BRG 22228 CC / C3 / W33
192 | A072020050020378 | BEARING & SLEEVE<>METRIC<>SPHERICAL ROLLER<>SELF ALIGNING<>CRIC BRG 22324 CC / C3 / W33
193 | A072020050020380 | BEARING & SLEEVE<>METRIC<>SPHERICAL ROLLER<>SELF ALIGNING<>CRIC BRG 21305
194 | A072020050020381 | BEARING & SLEEVE<>METRIC<>SPHERICAL ROLLER<>SELF ALIGNING<>CRIC BRG 22318 E C3
195 | A072020050020382 | BEARING & SLEEVE<>METRIC<>SPHERICAL ROLLER<>SELF ALIGNING<>CRIC BRG 21306 CC
196 | A072020050020383 | BEARING & SLEEVE<>METRIC<>SPHERICAL ROLLER<>SELF ALIGNING<>CRIC BRG 23060 C3
197 | A072020050020385 | BEARING & SLEEVE<>METRIC<>SPHERICAL ROLLER<>SELF ALIGNING<>CRIC BRG 22356 BKMB
198 | A072020050020386 | BEARING & SLEEVE<>METRIC<>SPHERICAL ROLLER<>SELF ALIGNING<>CRIC BRG 22244 CC / W33
199 | A072020050020387 | BEARING & SLEEVE<>METRIC<>SPHERICAL ROLLER<>SELF ALIGNING<>CRIC BRG 22311 CCJ
200 | A072020050020388 | BEARING & SLEEVE<>METRIC<>SPHERICAL ROLLER<>SELF ALIGNING<>CRIC BRG 23152 CCK / W33
201 | A072020050020389 | BEARING & SLEEVE<>METRIC<>SPHERICAL ROLLER<>SELF ALIGNING<>CRIC BRG 22230 CCK / W33
202 | A072020050020390 | BEARING & SLEEVE<>METRIC<>SPHERICAL ROLLER<>SELF ALIGNING<>CRIC BRG 22208 E
203 | A072020050020391 | BEARING & SLEEVE<>METRIC<>SPHERICAL ROLLER<>SELF ALIGNING<>CRIC BRG 22312 E
204 | A072020050020392 | BEARING & SLEEVE<>METRIC<>SPHERICAL ROLLER<>SELF ALIGNING<>CRIC BRG 22317 CCK / C3 / W33
205 | A072020050020395 | BEARING & SLEEVE<>METRIC<>SPHERICAL ROLLER<>SELF ALIGNING<>CRIC BRG 22220 C
206 | A072020050020396 | BEARING & SLEEVE<>METRIC<>SPHERICAL ROLLER<>SELF ALIGNING<>CRIC BRG 22232 CCK / W33
207 | A072020050020399 | BEARING & SLEEVE<>METRIC<>SPHERICAL ROLLER<>SELF ALIGNING<>CRIC BRG 23044 CCK / C3 / W33
208 | A072020050020410 | BEARING & SLEEVE<>METRIC<>SPHERICAL ROLLER<>SELF ALIGNING<>22206E
209 | A072020050020428 | BEARING & SLEEVE<>METRIC<> SPHERICAL ROLLER<> SELF ALIGNING<>CRIC BRG 22313
210 | A072020050020429 | BEARING & SLEEVE<>METRIC<> SPHERICAL ROLLER<> SELF ALIGNING <>CRIC BRG 22206 CC W33
211 | A072020050020430 | BEARING & SLEEVE<>METRIC<> SPHERICAL ROLLER<>SELF ALIGNING<>22222 EK/C3
212 | A072020050030056 | BEARING & SLEEVE<>METRIC<>SPHERICAL ROLLER<>THRUST<>CRIC BRG 29420 E
213 | A072020050030057 | BEARING & SLEEVE<>METRIC<>SPHERICAL ROLLER<>THRUST<>CRIC BRG 29492
214 | A072020050030061 | BEARING & SLEEVE<>METRIC<>SPHERICAL ROLLER<>THRUST<>29248
215 | A072020050030062 | BEARING & SLEEVE<>METRIC<>SPHERICAL ROLLER<>THRUST<>29260
216 | A072020050030063 | BEARING & SLEEVE<>METRIC<>SPHERICAL ROLLER<>THRUST<>294/600EM
217 | A072020050040016 | BEARING & SLEEVE<>METRIC<>SPHERICAL ROLLER<>STEEL ON STEEL<>CRIC BRG GE-12-ES
218 | A072020050040017 | BEARING & SLEEVE<>METRIC<>SPHERICAL ROLLER<>STEEL ON STEEL<>CRIC BRG GE-17-ES
219 | A072020050040018 | BEARING & SLEEVE<>METRIC<>SPHERICAL ROLLER<>STEEL ON STEEL<>CRIC BRG GE-35-ES
220 | A072020050040019 | BEARING & SLEEVE<>METRIC<>SPHERICAL ROLLER<>STEEL ON STEEL<>CRIC BRG GE-15-ES
221 | A072020050040020 | BEARING & SLEEVE<>METRIC<>SPHERICAL ROLLER<>STEEL ON STEEL<>CRIC BRG GE-40-ES
222 | A072020060010132 | BEARING & SLEEVE<>METRIC<>TAPER ROLLER<>SINGLE ROW<>30215 A
223 | A072020060010226 | BEARING & SLEEVE<>METRIC<>TAPER ROLLER<>SINGLE ROW<>CRIC BRG 30220 J2
224 | A072020060010228 | BEARING & SLEEVE<>METRIC<>TAPER ROLLER<>SINGLE ROW<>CRIC BRG 32310 J2 / Q
225 | A072020060010230 | BEARING & SLEEVE<>METRIC<>TAPER ROLLER<>SINGLE ROW<>CRIC BRG 32222 J2
226 | A072020060010231 | BEARING & SLEEVE<>METRIC<>TAPER ROLLER<>SINGLE ROW<>CRIC BRG 31315 J2
227 | A072020060010232 | BEARING & SLEEVE<>METRIC<>TAPER ROLLER<>SINGLE ROW<>CRIC BRG 30308 J2
228 | A072020060010233 | BEARING & SLEEVE<>METRIC<>TAPER ROLLER<>SINGLE ROW<>CRIC BRG 30309 J2
229 | A072020060010276 | BEARING & SLEEVE<>METRIC<>TAPER ROLLER<>SINGLE ROW<>CRIC BRG 30314 J2
230 | A072020060010235 | BEARING & SLEEVE<>METRIC<>TAPER ROLLER<>SINGLE ROW<>CRIC BRG 32030 X (EXPLORER SERIES) FOR ACC GB
231 | A072020060010236 | BEARING & SLEEVE<>METRIC<>TAPER ROLLER<>SINGLE ROW<>CRIC BRG 30204 J2 / Q
232 | A072020060010237 | BEARING & SLEEVE<>METRIC<>TAPER ROLLER<>SINGLE ROW<>CRIC BRG 30308 J2 / Q
233 | A072020060010238 | BEARING & SLEEVE<>METRIC<>TAPER ROLLER<>SINGLE ROW<>CRIC BRG 32220
234 | A072020060010246 | BEARING & SLEEVE<>METRIC<>TAPER ROLLER<>SINGLE ROW<>30307 TRB
235 | A072020060010247 | BEARING & SLEEVE<>METRIC<>TAPER ROLLER<>SINGLE ROW<>31322 X J2DB TRB
236 | A072020060010267 | BEARING & SLEEVE<>METRIC<>TAPER ROLLER<>SINGLE ROW<>BEARING 30316 J
237 | A072020060040001 | BEARING & SLEEVE<>METRIC<>TAPER ROLLER<>SELF ALIGNING<>31316 TRB
238 | A072020100010005 | BEARING & SLEEVE<>METRIC<>RADIAL BALL<>SINGLE ROW DEEP GROOVE<>CRIC BRG 6205 ZZ
239 | A072020100010006 | BEARING & SLEEVE<>METRIC<>RADIAL BALL<>SINGLE ROW DEEP GROOVE<>6205 ZZ C3
240 | A072020100020003 | BEARING & SLEEVE<>METRIC<>RADIAL BALL<>SINGLE ROW<>CRIC BRG 7R 10 ZZ
241 | A072020160010001 | BEARING & SLEEVE<>METRIC<>SELF ALIGNING<>BALL<>BDV 1324 A/X1
242 | A072020170010001 | BEARING & SLEEVE<>METRIC<>SINGLE ROW DEEP GROOVE<>BALL<>6256 C3
243 | A072030010010046 | BEARING & SLEEVE<>LOCK ELEMENT<>LOCK NUT<>SERIES KM<>CRIC BRG KM 34
244 | A072010010040068 | BEARING & SLEEVE<>BRITISH<>TAPER ROLLER<>SINGLE ROW CUP AND CONE<>CRIC BRG 71450 D SET OF 02 CONE WITH 01 SPACER 35 X 71450 & BENCH PLAY 0.012 INCH
245 | A072020010030051 | BEARING & SLEEVE<>METRIC<>BALL<>DOUBLE ROW ANGULAR CONTACT<>CRIC BRG 7412 BM
246 | A072020010030057 | BEARING & SLEEVE<>METRIC<>BALL<> DOUBLE ROW ANGULAR CONTACT<>CRIC BRG 3313 A
247 | A072020010050006 | BEARING & SLEEVE<>METRIC<>BALL<>FOUR PONT CONTACT<>CRIC BRG QJ 317 N2MA
248 | A072020010070089 | BEARING & SLEEVE<>METRIC<>BALL<>SELF ALIGNING DOUBLE ROW<>CRIC BRG 1302 ETN9
249 | A072020010070091 | BEARING & SLEEVE<>METRIC<>BALL<>SELF ALIGNING DOUBLE ROW<>CRIC BRG 1202 ETN9
250 | A072020010070093 | BEARING & SLEEVE<>METRIC<>BALL<>SELF ALIGNING DOUBLE ROW<>CRIC BRG 1204 ETN9
251 | A072020010070094 | BEARING & SLEEVE<>METRIC<>BALL<>SELF ALIGNING DOUBLE ROW<>CRIC BRG 1304 ETN9
252 | A072020010070095 | BEARING & SLEEVE<>METRIC<>BALL<>SELF ALIGNING DOUBLE ROW<>CRIC BRG 2213
253 | A072020010070096 | BEARING & SLEEVE<>METRIC<>BALL<>SELF ALIGNING DOUBLE ROW<>CRIC BRG 1207 ETN9
254 | A072020010070097 | BEARING & SLEEVE<>METRIC<>BALL<>SELF ALIGNING DOUBLE ROW<>CRIC BRG 1202 A
255 | A072020010070102 | BEARING& SLEEVE<>METRIC<>BALL<> SELF ALIGNINGDOUBLE ROW<>2306 M
256 | A072020010080042 | BEARING & SLEEVE<>METRIC<>BALL<>SINGLE ROW ANGULAR CONTACT<>7312 BEP
257 | A072020010080046 | BEARING & SLEEVE<>METRIC<>BALL<>SINGLE ROW ANGULAR CONTACT<>7320 BEP
258 | A072020010080121 | BEARING & SLEEVE<>METRIC<>BALL<>SINGLE ROW ANGULAR CONTACT<>7315 BECBJ
259 | A072020010080130 | BEARING & SLEEVE<>METRIC<>BALL<>SINGLE ROW ANGULAR CONTACT<>CRIC BRG 7217 BEP
260 | A072020010080131 | BEARING & SLEEVE<>METRIC<>BALL<>SINGLE ROW ANGULAR CONTACT<>CRIC BRG 7322 BECBM
261 | A072020010080132 | BEARING & SLEEVE<>METRIC<>BALL<>SINGLE ROW ANGULAR CONTACT<>CRIC BRG 7324 BEP
262 | A072020010080133 | BEARING & SLEEVE<>METRIC<>BALL<>SINGLE ROW ANGULAR CONTACT<>CRIC BRG 7412 BM
263 | A072020010080139 | BEARING & SLEEVE<>METRIC<>BALL<>SINGLE ROW ANGULAR CONTACT<>CRIC BRG 7315 BEP
264 | A072020010080140 | BEARING & SLEEVE<>METRIC<>BALL<>SINGLE ROW ANGULAR CONTACT<>CRIC BRG 7311 BECBJ EXPLORE SERIES
265 | A072020010080141 | BEARING & SLEEVE<>METRIC<>BALL<>SINGLE ROW ANGULAR CONTACT<>CRIC BRG 7312 BECBJ
266 | A072020010080142 | BEARING & SLEEVE<>METRIC<>BALL<>SINGLE ROW ANGULAR CONTACT<>CRIC BRG 7313 BECBJ
267 | A072020010080143 | BEARING & SLEEVE<>METRIC<>BALL<>SINGLE ROW ANGULAR CONTACT<>CRIC BRG 7319 BECB M
268 | A072020010080147 | BEARING & SLEEVE<>METRIC<>BALL<>SINGLE ROW ANGULAR CONTACT<>CRIC BRG 7412 BCBM
269 | A072020010080151 | BEARING & SLEEVE<>METRIC<>BALL<>SINGLE ROW ANGULAR CONTACT<>CRIC BRG 7218 BTVP
270 | A072020010080152 | BEARING & SLEEVE<>METRIC<>BALL<>SINGLE ROW ANGULAR CONTACT<>CRIC BRG 7315 BEGAM
271 | A072020010080153 | BEARING & SLEEVE<>METRIC<>BALL<>SINGLE ROW ANGULAR CONTACT<>CRIC BRG 7312 BEGAM
272 | A072020010080156 | BEARING & SLEEVE<>METRIC<>BALL<>SINGLE ROW ANGULAR CONTACT<>CRIC BRG 7315 BECBJ
273 | A072020010080171 | BEARING & SLEEVE<>METRIC<>BALL<> SINGLE ROW ANGULAR CONTACT<>CRIC BRG 7307 BEP
274 | A072020010090104 | BEARING & SLEEVE<>METRIC<>BALL<>SINGLE ROW DEEP GROOVE<>6206 ZZ
275 | A072020010090125 | BEARING & SLEEVE<>METRIC<>BALL<>SINGLE ROW DEEP GROOVE<>6213
276 | A072020010090134 | BEARING & SLEEVE<>METRIC<>BALL<>SINGLE ROW DEEP GROOVE<>6218 C3
277 | A072020010090187 | BEARING & SLEEVE<>METRIC<>BALL<>SINGLE ROW DEEP GROOVE<>6314 C3
278 | A072020010090195 | BEARING & SLEEVE<>METRIC<>BALL<>SINGLE ROW DEEP GROOVE<>6319
279 | A072020010090266 | BEARING & SLEEVE<>METRIC<>BALL<>SINGLE ROW DEEP GROOVE<>6216 2Z
280 | A072020010090555 | BEARING & SLEEVE<>METRIC<>BALL<>SINGLE ROW DEEP GROOVE<>CRIC BRG 6221
281 | A072020010090559 | BEARING & SLEEVE<>METRIC<>BALL<>SINGLE ROW DEEP GROOVE<>CRIC BRG 6301 2Z
282 | A072020010090560 | BEARING & SLEEVE<>METRIC<>BALL<>SINGLE ROW DEEP GROOVE<>CRIC BRG 6306 C3
283 | A072020010090561 | BEARING & SLEEVE<>METRIC<>BALL<>SINGLE ROW DEEP GROOVE<>CRIC BRG 6219 C3
284 | A072020010090570 | BEARING & SLEEVE<>METRIC<>BALL<>SINGLE ROW DEEP GROOVE<>CRIC BRG 6217 C3
285 | A072020010090575 | BEARING & SLEEVE<>METRIC<>BALL<>SINGLE ROW DEEP GROOVE<>CRIC BRG 6305 C3
286 | A072020010090577 | BEARING & SLEEVE<>METRIC<>BALL<>SINGLE ROW DEEP GROOVE<>CRIC BRG 6308 Z
287 | A072020010090578 | BEARING & SLEEVE<>METRIC<>BALL<>SINGLE ROW DEEP GROOVE<>CRIC BRG 6310 Z
288 | A072020010090581 | BEARING & SLEEVE<>METRIC<>BALL<>SINGLE ROW DEEP GROOVE<>CRIC BRG 6224 C3
289 | A072020010090583 | BEARING & SLEEVE<>METRIC<>BALL<>SINGLE ROW DEEP GROOVE<>CRIC BRG 6324 C3
290 | A072020010090587 | BEARING & SLEEVE<>METRIC<>BALL<>SINGLE ROW DEEP GROOVE<>CRIC BRG 6220 C3
291 | A072020010090590 | BEARING & SLEEVE<>METRIC<>BALL<>SINGLE ROW DEEP GROOVE<>CRIC BRG 6322
292 | A072020010090598 | BEARING & SLEEVE<>METRIC<>BALL<>SINGLE ROW DEEP GROOVE<>CRIC BRG 6208 2Z
293 | A072020010090599 | BEARING & SLEEVE<>METRIC<>BALL<>SINGLE ROW DEEP GROOVE<>CRIC BRG 6210 ZZ
294 | A072020010090600 | BEARING & SLEEVE<>METRIC<>BALL<>SINGLE ROW DEEP GROOVE<>CRIC BRG 6215 C3
295 | A072020010090601 | BEARING & SLEEVE<>METRIC<>BALL<>SINGLE ROW DEEP GROOVE<>CRIC BRG 6307 2Z
296 | A072020010090602 | BEARING & SLEEVE<>METRIC<>BALL<>SINGLE ROW DEEP GROOVE<>CRIC BRG 6311 C3
297 | A072020010090604 | BEARING & SLEEVE<>METRIC<>BALL<>SINGLE ROW DEEP GROOVE<>CRIC BRG 6230 M / C3
298 | A072020010090607 | BEARING & SLEEVE<>METRIC<>BALL<>SINGLE ROW DEEP GROOVE<>CRIC BRG 6314 ZZ / C3
299 | A072020010090608 | BEARING & SLEEVE<>METRIC<>BALL<>SINGLE ROW DEEP GROOVE<>CRIC BRG 6324 M / C3
300 | A072020010090614 | BEARING & SLEEVE<>METRIC<>BALL<>SINGLE ROW DEEP GROOVE<>CRIC BRG 6316 2RS1
301 | A072020010090615 | BEARING & SLEEVE<>METRIC<>BALL<>SINGLE ROW DEEP GROOVE<>CRIC BRG 6216 2RS
302 | A072020010090616 | BEARING & SLEEVE<>METRIC<>BALL<>SINGLE ROW DEEP GROOVE<>CRIC BRG 6208 ZZ
303 | A072020010090618 | BEARING & SLEEVE<>METRIC<>BALL<>SINGLE ROW DEEP GROOVE<>CRIC BRG 7322 BM
304 | A072020010090619 | BEARING & SLEEVE<>METRIC<>BALL<>SINGLE ROW DEEP GROOVE<>CRIC BRG NU322 M / C3
305 | A072020010090625 | BEARING & SLEEVE<>METRIC<>BALL<>SINGLE ROW DEEP GROOVE<>CRIC BRG 6306 2Z
306 | A072020010090640 | BEARING & SLEEVE<>METRIC<>BALL<>SINGLE ROW DEEP GROOVE<>61840 SKF/6840 NTN
307 | A072020010090683 | BEARING & SLEEVE<>METRIC<> BALL<> SINGLE ROW DEEP GROOVE<>CRIC BRG 6308 C3
308 | A072020010090684 | BEARING & SLEEVE<>METRIC<>BALL<> SINGLE ROW DEEP GROOVE<>CRIC BRG 6207 C3
309 | A072020010100093 | BEARING & SLEEVE<>METRIC<>BALL<> THRUST<>CRIC THRU BALL BRG 51100
310 | A072020020010101 | BEARING & SLEEVE<>METRIC<>CYLINDRICAL ROLLER<>N TYPE<>CRIC BRG NU 230 EC3
311 | A072020020030056 | BEARING & SLEEVE<>METRIC<>CYLINDRICAL ROLLER<>NJ TYPE<>CRIC BRG NJ 216 ECJ
312 | A072020020030057 | BEARING & SLEEVE<>METRIC<>CYLINDRICAL ROLLER<>NJ TYPE<>CRIC BRG NJ 220 ECJ
313 | A072020020030058 | BEARING & SLEEVE<>METRIC<>CYLINDRICAL ROLLER<>NJ TYPE<>CRIC BRG NJ 2214 ECP
314 | A072020020050140 | BEARING & SLEEVE<>METRIC<>CYLINDRICAL ROLLER<>NU TYPE<>NU 221 ECM / C3
315 | A072020020050149 | BEARING & SLEEVE<>METRIC<>CYLINDRICAL ROLLER<>NU TYPE<>NU 324 ECM / C3
316 | A072020020050209 | BEARING & SLEEVE<>METRIC<>CYLINDRICAL ROLLER<>NU TYPE<>NU 321
317 | A072020020050263 | BEARING & SLEEVE<>METRIC<>CYLINDRICAL ROLLER<>NU TYPE<>CRIC BRG NU 326 ECJ
318 | A072020020050266 | BEARING & SLEEVE<>METRIC<>CYLINDRICAL ROLLER<>NU TYPE<>CRIC BRG NU 228 ECM
319 | A072020020050271 | BEARING & SLEEVE<>METRIC<>CYLINDRICAL ROLLER<>NU TYPE<>CRIC BRG NU 322 ECJ / C3
320 | A072020020050274 | BEARING & SLEEVE<>METRIC<>CYLINDRICAL ROLLER<>NU TYPE<>CRIC BRG NU 324 ECJC3
321 | A072020020050296 | BEARING & SLEEVE<>METRIC<>CYLINDRICAL ROLLER<>NU TYPE<>CRIC BRG NU 230 ECM / C3
322 | A072020020050301 | BEARING & SLEEVE<>METRIC<>CYLINDRICAL ROLLER<>NU TYPE<>CRIC BRG NU 220 E.M1
323 | A072020020050307 | BEARING & SLEEVE<>METRIC<>CYLINDRICAL ROLLER<>NU TYPE<>CRIC BRG NU 230 C3
324 | A072020020050318 | BEARING & SLEEVE<>METRIC<>CYLINDRICAL ROLLER<>NU TYPE<>CRIC BRG NU 226 C3
325 | A072020020050321 | BEARING & SLEEVE<>METRIC<>CYLINDRICAL ROLLER<>NU TYPE<>CRIC BRG NU 322C3
326 | A072020020050327 | BEARING & SLEEVE<>METRIC<>CYLINDRICAL ROLLER<>NU TYPE<>CRIC BRG NU 326 ECM / C3
327 | A072020020050329 | BEARING & SLEEVE<>METRIC<>CYLINDRICAL ROLLER<>NU TYPE<>CRIC BRG NU 321 C3
328 | A072020020050359 | BEARING & SLEEVE<>METRIC<> CYLINDRICAL ROLLER<>NU TYPE<> CRIC NU 307 ECP
329 | A072020020210001 | BEARING & SLEEVE<>METRIC<>CYLINDRICAL ROLLER<>SINGLE ROW<>C 3172 M/C4
330 | A072020050020324 | BEARING & SLEEVE<>METRIC<>SPHERICAL ROLLER<>SELF ALIGNING<>23192 CAK / C3 / W33
331 | A072020050020353 | BEARING & SLEEVE<>METRIC<>SPHERICAL ROLLER<>SELF ALIGNING<>CRIC BRG 21318 E
332 | A072020050020354 | BEARING & SLEEVE<>METRIC<>SPHERICAL ROLLER<>SELF ALIGNING<>CRIC BRG 21313 E
333 | A072020050020355 | BEARING & SLEEVE<>METRIC<>SPHERICAL ROLLER<>SELF ALIGNING<>CRIC BRG 22220 CC / W33
334 | A072020050020357 | BEARING & SLEEVE<>METRIC<>SPHERICAL ROLLER<>SELF ALIGNING<>CRIC BRG 23072 CCK / W33
335 | A072020050020364 | BEARING & SLEEVE<>METRIC<>SPHERICAL ROLLER<>SELF ALIGNING<>CRIC BRG 23036 CCK / C3 / W33
336 | A072020050020365 | BEARING & SLEEVE<>METRIC<>SPHERICAL ROLLER<>SELF ALIGNING<>CRIC BRG 23034 CCK / C3 / W33
337 | A072020050020370 | BEARING & SLEEVE<>METRIC<>SPHERICAL ROLLER<>SELF ALIGNING<>CRIC BRG 23060 CCK / C3 / W33
338 | A072020050020375 | BEARING & SLEEVE<>METRIC<>SPHERICAL ROLLER<>SELF ALIGNING<>CRIC BRG 23148 CCK / W33
339 | A072020050020397 | BEARING & SLEEVE<>METRIC<>SPHERICAL ROLLER<>SELF ALIGNING<>CRIC BRG 22248 CCKW33
340 | A072020050020401 | BEARING & SLEEVE<>METRIC<>SPHERICAL ROLLER<>SELF ALIGNING<>CRIC BRG 23156 CCK / W33
341 | A072020050030052 | BEARING & SLEEVE<>METRIC<>SPHERICAL ROLLER<>THRUST<>CRIC BRG 29488 E M
342 | A072020050030053 | BEARING & SLEEVE<>METRIC<>SPHERICAL ROLLER<>THRUST<>CRIC BRG 294 / 500 E
343 | A072020050030054 | BEARING & SLEEVE<>METRIC<>SPHERICAL ROLLER<>THRUST<>CRIC BRG 294 / 710 E
344 | A072020050030055 | BEARING & SLEEVE<>METRIC<>SPHERICAL ROLLER<>THRUST<>CRIC BRG 294 / 750 E
345 | A072020050030058 | BEARING & SLEEVE<>METRIC<>SPHERICAL ROLLER<>THRUST<>CRIC BRG 294 / 800 EF

## 16
GROUP-B BEARING
APPROVED VENDORS:
1) SKF INDIA LTD.(VID:51508)
2) SCHAEFFLER INDIA LIMITED.(VID:50460)
3) TIMKEN INDIA LIMITED (VID : 51661)
SN | ITEM CODE | ITEM DESCRIPTION
1 | A072010010010003 | BEARING & SLEEVE<>BRITISH<>TAPER ROLLER<>LM<>LM 603049 / LM 603011
2 | A072010010040023 | BEARING & SLEEVE<>BRITISH<>TAPER ROLLER<>SINGLE ROW CUP AND CONE<>3188 / 3120
3 | A072010020030001 | BEARING & SLEEVE<>BRITISH<>CYLINDRICAL ROLLER<>DOUBLE ROW<>22336-E1
4 | A072010020030002 | BEARING & SLEEVE<>BRITISH<>CYLINDRICAL ROLLER<>DOUBLE ROW<>22336-E1-H151B
5 | A072010020030004 | BEARING & SLEEVE<>BRITISH<>CYLINDRICAL ROLLER<>DOUBLE ROW<>32044 X/DF
6 | A072010020030005 | BEARING & SLEEVE<>BRITISH<>CYLINDRICAL ROLLER<>DOUBLE ROW<>NU234 ECML/C3
7 | A072010020030003 | BEARING & SLEEVE<>BRITISH<>CYLINDRICAL ROLLER<>DOUBLE ROW<>31330 XJ2/DF
8 | A072010030010011 | BEARING & SLEEVE<>BRITISH<>BALL<>SINGLE ROW DEEP GROOVE<>LJ 5
9 | A072010030010020 | BEARING & SLEEVE<>BRITISH<>BALL<>SINGLE ROW DEEP GROOVE<>ALS 24
10 | A072020010040013 | BEARING & SLEEVE<>METRIC<>BALL<>DOUBLE ROW DEEP GROOVE<>4209 ATN9
11 | A072020010070087 | BEARING & SLEEVE<>METRIC<>BALL<>SELF ALIGNING DOUBLE ROW<>1228
12 | A072020010070100 | BEARING & SLEEVE<>METRIC<>BALL<>SELF ALIGNING DOUBLE ROW<>2216 C3
13 | A072020010080032 | BEARING & SLEEVE<>METRIC<>BALL<>SINGLE ROW ANGULAR CONTACT<>7220 BEP
14 | A072020010080033 | BEARING & SLEEVE<>METRIC<>BALL<>SINGLE ROW ANGULAR CONTACT<>7224 BCBM
15 | A072020010080041 | BEARING & SLEEVE<>METRIC<>BALL<>SINGLE ROW ANGULAR CONTACT<>7311 BEP
16 | A072020010080044 | BEARING & SLEEVE<>METRIC<>BALL<>SINGLE ROW ANGULAR CONTACT<>7313 BEP
17 | A072020010080048 | BEARING & SLEEVE<>METRIC<>BALL<>SINGLE ROW ANGULAR CONTACT<>7330 BGBM
18 | A072020010080049 | BEARING & SLEEVE<>METRIC<>BALL<>SINGLE ROW ANGULAR CONTACT<>7334 BCBM
19 | A072020010080054 | BEARING & SLEEVE<>METRIC<>BALL<>SINGLE ROW ANGULAR CONTACT<>7322 BEM
20 | A072020010080062 | BEARING & SLEEVE<>METRIC<>BALL<>SINGLE ROW ANGULAR CONTACT<>7219 BECBP
21 | A072020010080063 | BEARING & SLEEVE<>METRIC<>BALL<>SINGLE ROW ANGULAR CONTACT<>7222 BECBM
22 | A072020010080064 | BEARING & SLEEVE<>METRIC<>BALL<>SINGLE ROW ANGULAR CONTACT<>7304 BEP
23 | A072020010080066 | BEARING & SLEEVE<>METRIC<>BALL<>SINGLE ROW ANGULAR CONTACT<>7320 BECBM
24 | A072020010080077 | BEARING & SLEEVE<>METRIC<>BALL<>SINGLE ROW ANGULAR CONTACT<>7336 BCBM
25 | A072020010080100 | BEARING & SLEEVE<>METRIC<>BALL<>SINGLE ROW ANGULAR CONTACT<>7340 BMP (BRASS CAGE)
26 | A072020010080101 | BEARING & SLEEVE<>METRIC<>BALL<>SINGLE ROW ANGULAR CONTACT<>7348 BMP (BRASS CAGE)
27 | A072020010080128 | BEARING & SLEEVE<>METRIC<>BALL<>SINGLE ROW ANGULAR CONTACT<>MTP 7228 BCBM
28 | A072020010080136 | BEARING & SLEEVE<>METRIC<>BALL<>SINGLE ROW ANGULAR CONTACT<>CRIC BRG 7212 BEP
29 | A072020010080137 | BEARING & SLEEVE<>METRIC<>BALL<>SINGLE ROW ANGULAR CONTACT<>CRIC BRG 7320 BEP
30 | A072020010080181 | BEARING & SLEEVE<>METRIC<> BALL<>SINGLE ROW ANGULAR CONTACT<>CRIC BRG 7322 BECBP
31 | A072020010080154 | BEARING & SLEEVE<>METRIC<>BALL<>SINGLE ROW ANGULAR CONTACT<>CRIC BRG 7322 BEM
32 | A072020010080155 | BEARING & SLEEVE<>METRIC<>BALL<>SINGLE ROW ANGULAR CONTACT<>CRIC BRG 7322 BMPUA
33 | A072020010080163 | BEARING & SLEEVE<>METRIC<>BALL<>SINGLE ROW ANGULAR CONTACT<>7314 BDB
34 | A072020010080164 | BEARING & SLEEVE<>METRIC<>BALL<>SINGLE ROW ANGULAR CONTACT<>CRIC BRG 7320 B
35 | A072020010090002 | BEARING & SLEEVE<>METRIC<>BALL<>SINGLE ROW DEEP GROOVE<>6003
36 | A072020010090009 | BEARING & SLEEVE<>METRIC<>BALL<>SINGLE ROW DEEP GROOVE<>6310
37 | A072020010090010 | BEARING & SLEEVE<>METRIC<>BALL<>SINGLE ROW DEEP GROOVE<>6311
38 | A072020010090015 | BEARING & SLEEVE<>METRIC<>BALL<>SINGLE ROW DEEP GROOVE<>6004 ZZ
39 | A072020010090030 | BEARING & SLEEVE<>METRIC<>BALL<>SINGLE ROW DEEP GROOVE<>6212 Z
40 | A072020010090043 | BEARING & SLEEVE<>METRIC<>BALL<>SINGLE ROW DEEP GROOVE<>6308 2ZC3
41 | A072020010090052 | BEARING & SLEEVE<>METRIC<>BALL<>SINGLE ROW DEEP GROOVE<>6001
42 | A072020010090057 | BEARING & SLEEVE<>METRIC<>BALL<>SINGLE ROW DEEP GROOVE<>6004
43 | A072020010090060 | BEARING & SLEEVE<>METRIC<>BALL<>SINGLE ROW DEEP GROOVE<>6005 2Z
44 | A072020010090080 | BEARING & SLEEVE<>METRIC<>BALL<>SINGLE ROW DEEP GROOVE<>6036 M
45 | A072020010090081 | BEARING & SLEEVE<>METRIC<>BALL<>SINGLE ROW DEEP GROOVE<>6040 M
46 | A072020010090088 | BEARING & SLEEVE<>METRIC<>BALL<>SINGLE ROW DEEP GROOVE<>6201 2Z
47 | A072020010090093 | BEARING & SLEEVE<>METRIC<>BALL<>SINGLE ROW DEEP GROOVE<>6203
48 | A072020010090098 | BEARING & SLEEVE<>METRIC<>BALL<>SINGLE ROW DEEP GROOVE<>6204 2Z
49 | A072020010090118 | BEARING & SLEEVE<>METRIC<>BALL<>SINGLE ROW DEEP GROOVE<>6210
50 | A072020010090127 | BEARING & SLEEVE<>METRIC<>BALL<>SINGLE ROW DEEP GROOVE<>6214
51 | A072020010090132 | BEARING & SLEEVE<>METRIC<>BALL<>SINGLE ROW DEEP GROOVE<>6217 C3
52 | A072020010090139 | BEARING & SLEEVE<>METRIC<>BALL<>SINGLE ROW DEEP GROOVE<>6226 C3
53 | A072020010090140 | BEARING & SLEEVE<>METRIC<>BALL<>SINGLE ROW DEEP GROOVE<>6226 C4
54 | A072020010090141 | BEARING & SLEEVE<>METRIC<>BALL<>SINGLE ROW DEEP GROOVE<>6230 C3
55 | A072020010090172 | BEARING & SLEEVE<>METRIC<>BALL<>SINGLE ROW DEEP GROOVE<>6308 C3
56 | A072020010090174 | BEARING & SLEEVE<>METRIC<>BALL<>SINGLE ROW DEEP GROOVE<>6309 2Z
57 | A072020010090179 | BEARING & SLEEVE<>METRIC<>BALL<>SINGLE ROW DEEP GROOVE<>6312
58 | A072020010090181 | BEARING & SLEEVE<>METRIC<>BALL<>SINGLE ROW DEEP GROOVE<>6312 C3
59 | A072020010090183 | BEARING & SLEEVE<>METRIC<>BALL<>SINGLE ROW DEEP GROOVE<>6313
60 | A072020010090184 | BEARING & SLEEVE<>METRIC<>BALL<>SINGLE ROW DEEP GROOVE<>6313 C3
61 | A072020010090186 | BEARING & SLEEVE<>METRIC<>BALL<>SINGLE ROW DEEP GROOVE<>6314
62 | A072020010090189 | BEARING & SLEEVE<>METRIC<>BALL<>SINGLE ROW DEEP GROOVE<>6315 C3
63 | A072020010090192 | BEARING & SLEEVE<>METRIC<>BALL<>SINGLE ROW DEEP GROOVE<>6317 C3
64 | A072020010090193 | BEARING & SLEEVE<>METRIC<>BALL<>SINGLE ROW DEEP GROOVE<>6318
65 | A072020010090196 | BEARING & SLEEVE<>METRIC<>BALL<>SINGLE ROW DEEP GROOVE<>6319 C3
66 | A072020010090197 | BEARING & SLEEVE<>METRIC<>BALL<>SINGLE ROW DEEP GROOVE<>6320 C3
67 | A072020010090199 | BEARING & SLEEVE<>METRIC<>BALL<>SINGLE ROW DEEP GROOVE<>6321 C3
68 | A072020010090201 | BEARING & SLEEVE<>METRIC<>BALL<>SINGLE ROW DEEP GROOVE<>6324 C3
69 | A072020010090203 | BEARING & SLEEVE<>METRIC<>BALL<>SINGLE ROW DEEP GROOVE<>6330 M
70 | A072020010090220 | BEARING & SLEEVE<>METRIC<>BALL<>SINGLE ROW DEEP GROOVE<>16015
71 | A072020010090224 | BEARING & SLEEVE<>METRIC<>BALL<>SINGLE ROW DEEP GROOVE<>6224 C3
72 | A072020010090230 | BEARING & SLEEVE<>METRIC<>BALL<>SINGLE ROW DEEP GROOVE<>6224 C4
73 | A072020010090251 | BEARING & SLEEVE<>METRIC<>BALL<>SINGLE ROW DEEP GROOVE<>6206 C3
74 | A072020010090262 | BEARING & SLEEVE<>METRIC<>BALL<>SINGLE ROW DEEP GROOVE<>6212 ZZ
75 | A072020010090264 | BEARING & SLEEVE<>METRIC<>BALL<>SINGLE ROW DEEP GROOVE<>6215 2Z
76 | A072020010090273 | BEARING & SLEEVE<>METRIC<>BALL<>SINGLE ROW DEEP GROOVE<>6309 2ZC3
77 | A072020010090274 | BEARING & SLEEVE<>METRIC<>BALL<>SINGLE ROW DEEP GROOVE<>6310 2ZC3
78 | A072020010090284 | BEARING & SLEEVE<>METRIC<>BALL<>SINGLE ROW DEEP GROOVE<>6248 MC3
79 | A072020010090289 | BEARING & SLEEVE<>METRIC<>BALL<>SINGLE ROW DEEP GROOVE<>6030
80 | A072020010090301 | BEARING & SLEEVE<>METRIC<>BALL<>SINGLE ROW DEEP GROOVE<>6311 2RS1
81 | A072020010090302 | BEARING & SLEEVE<>METRIC<>BALL<>SINGLE ROW DEEP GROOVE<>6313 Z / C3
82 | A072020010090305 | BEARING & SLEEVES<>METRIC<>BALL<>SINGLE ROW DEEP GROOVE<>6228 C3
83 | A072020010090323 | BEARING & SLEEVE<>METRIC<>BALL<>SINGLE ROW DEEP GROOVE<>6230 M / C3
84 | A072020010090339 | BEARING & SLEEVE<>METRIC<>BALL<>SINGLE ROW DEEP GROOVE<>6314 2Z
85 | A072020010090349 | BEARING & SLEEVE<>METRIC<>BALL<>SINGLE ROW DEEP GROOVE<>6030 C3
86 | A072020010090366 | BEARING & SLEEVE<>METRIC<>BALL<>SINGLE ROW DEEP GROOVE<>6309 ZZ
87 | A072020010090371 | BEARING & SLEEVE<>METRIC<>BALL<>SINGLE ROW DEEP GROOVE<>6211 NR / C3
88 | A072020010090378 | BEARING & SLEEVE<>METRIC<>BALL<>SINGLE ROW DEEP GROOVE<>6205 ZZ / C3
89 | A072020010090408 | BEARING & SLEEVE<>METRIC<>BALL<>SINGLE ROW DEEP GROOVE<>6306 2RSR
90 | A072020010090474 | BEARING & SLEEVE<>METRIC<>BALL<>SINGLE ROW DEEP GROOVE<>6326 C3
91 | A072020010090477 | BEARING & SLEEVE<>METRIC<>BALL<>SINGLE ROW DEEP GROOVE<>6240
92 | A072020010090486 | BEARING & SLEEVE<>METRIC<>BALL<>SINGLE ROW DEEP GROOVE<>6213 2RS
93 | A072020010090492 | BEARING & SLEEVE<>METRIC<>BALL<>SINGLE ROW DEEP GROOVE<>6312 2ZR
94 | A072020010090496 | BEARING & SLEEVE<>METRIC<>BALL<>SINGLE ROW DEEP GROOVE<>ZZ 7348 BGM
95 | A072020010090517 | BEARING & SLEEVE<>METRIC<>BALL<>SINGLE ROW DEEP GROOVE<>6322 M C3
96 | A072020010090534 | BEARING & SLEEVE<>METRIC<>BALL<>SINGLE ROW DEEP GROOVE<>NU322 M / C3
97 | A072020010090536 | BEARING & SLEEVE<>METRIC<>BALL<>SINGLE ROW DEEP GROOVE<>6319 2Z
98 | A072020010090539 | BEARING & SLEEVE<>METRIC<>BALL<>SINGLE ROW DEEP GROOVE<>6330 M / C3
99 | A072020010090562 | BEARING & SLEEVE<>METRIC<>BALL<>SINGLE ROW DEEP GROOVE<>CRIC BRG 6412
100 | A072020010090563 | BEARING & SLEEVE<>METRIC<>BALL<>SINGLE ROW DEEP GROOVE<>CRIC BRG 6308
101 | A072020010090564 | BEARING & SLEEVE<>METRIC<>BALL<>SINGLE ROW DEEP GROOVE<>CRIC BRG 6309
102 | A072020010090569 | BEARING & SLEEVE<>METRIC<>BALL<>SINGLE ROW DEEP GROOVE<>CRIC BRG 6209 Z
103 | A072020010090571 | BEARING & SLEEVE<>METRIC<>BALL<>SINGLE ROW DEEP GROOVE<>CRIC BRG 6220
104 | A072020010090574 | BEARING & SLEEVE<>METRIC<>BALL<>SINGLE ROW DEEP GROOVE<>CRIC BRG 6303
105 | A072020010090576 | BEARING & SLEEVE<>METRIC<>BALL<>SINGLE ROW DEEP GROOVE<>CRIC BRG 6307 Z
106 | A072020010090579 | BEARING & SLEEVE<>METRIC<>BALL<>SINGLE ROW DEEP GROOVE<>CRIC BRG 6313
107 | A072020010090580 | BEARING & SLEEVE<>METRIC<>BALL<>SINGLE ROW DEEP GROOVE<>CRIC BRG 6315 C3
108 | A072020010090586 | BEARING & SLEEVE<>METRIC<>BALL<>SINGLE ROW DEEP GROOVE<>CRIC BRG 6007 2Z
109 | A072020010090588 | BEARING & SLEEVE<>METRIC<>BALL<>SINGLE ROW DEEP GROOVE<>CRIC BRG 6240 M
110 | A072020010090589 | BEARING & SLEEVE<>METRIC<>BALL<>SINGLE ROW DEEP GROOVE<>CRIC BRG 6222 C3
111 | A072020010090593 | BEARING & SLEEVE<>METRIC<>BALL<>SINGLE ROW DEEP GROOVE<>CRIC BRG 6322 A
112 | A072020010090595 | BEARING & SLEEVE<>METRIC<>BALL<>SINGLE ROW DEEP GROOVE<>CRIC BRG NU230 ECM
113 | A072020010090596 | BEARING & SLEEVE<>METRIC<>BALL<>SINGLE ROW DEEP GROOVE<>CRIC BRG NU236 ECMA / C3
114 | A072020010090597 | BEARING & SLEEVE<>METRIC<>BALL<>SINGLE ROW DEEP GROOVE<>CRIC BRG 626
115 | A072020010090603 | BEARING & SLEEVE<>METRIC<>BALL<>SINGLE ROW DEEP GROOVE<>CRIC BRG 6309 ZC3
116 | A072020010090605 | BEARING & SLEEVE<>METRIC<>BALL<>SINGLE ROW DEEP GROOVE<>CRIC BRG 6413 C3
117 | A072020010090606 | BEARING & SLEEVE<>METRIC<>BALL<>SINGLE ROW DEEP GROOVE<>CRIC BRG 6408 C3
118 | A072020010090610 | BEARING & SLEEVE<>METRIC<>BALL<>SINGLE ROW DEEP GROOVE<>CRIC BRG 6313 2Z
119 | A072020010090611 | BEARING & SLEEVE<>METRIC<>BALL<>SINGLE ROW DEEP GROOVE<>CRIC BRG 6236 M
120 | A072020010090613 | BEARING & SLEEVE<>METRIC<>BALL<>SINGLE ROW DEEP GROOVE<>CRIC BRG 6236 MR C3
121 | A072020010090620 | BEARING & SLEEVE<>METRIC<>BALL<>SINGLE ROW DEEP GROOVE<>CRIC BRG 6326 M
122 | A072020010090621 | BEARING & SLEEVE<>METRIC<>BALL<>SINGLE ROW DEEP GROOVE<>CRIC BRG 6320
123 | A072020010090624 | BEARING & SLEEVE<>METRIC<>BALL<>SINGLE ROW DEEP GROOVE<>CRIC BRG 6330 M / C3
124 | A072020010090626 | BEARING & SLEEVE<>METRIC<>BALL<>SINGLE ROW DEEP GROOVE<>CRIC BRG 6209 2ZC3
125 | A072020010090643 | BEARING & SLEEVE<>METRIC<>BALL<>SINGLE ROW DEEP GROOVE<>6060
126 | A072020010090644 | BEARING & SLEEVE<>METRIC<>BALL<>SINGLE ROW DEEP GROOVE<>6204 2RSH C3
127 | A072020010090647 | BEARING & SLEEVE<>METRIC<>BALL<>SINGLE ROW DEEP GROOVE<>6208 2Z C3
128 | A072020010090656 | BEARING & SLEEVE<>METRIC<>BALL<>SINGLE ROW DEEP GROOVE<>6312 ZZ
129 | A072020010090675 | BEARING & SLEEVE<>METRIC<>BALL<>SINGLE ROW DEEP GROOVE<>6905-H304 F
130 | A072020010090678 | BEARING & SLEEVE <>METRIC <>BALL <>SINGLE ROW DEEP GROOVE<> CRIC 16026
131 | A072020010110002 | BEARING & SLEEVE<>METRIC<>BALL<>SINGLE ROW DEEP GROOVE<>6202 ZZ
132 | A072020010110006 | BEARING & SLEEVE<>METRIC<>BALL<>ZZZ SCRAPPED<>6210
133 | A072020020010017 | BEARING & SLEEVE<>METRIC<>CYLINDRICAL ROLLER<>N TYPE<>N 321 ECJC3
134 | A072020020010046 | BEARING & SLEEVE<>METRIC<>CYLINDRICAL ROLLER<>N TYPE<>N 217 ECP / C3
135 | A072020020010067 | BEARING & SLEEVE<>METRIC<>CYLINDRICAL ROLLER<>N TYPE<>N 319 EM1 C3
136 | A072020020010096 | BEARING & SLEEVE<>METRIC<>CYLINDRICAL ROLLER<>N TYPE<>N 315 ECP C3
137 | A072020020020004 | BEARING & SLEEVE<>METRIC<>CYLINDRICAL ROLLER<>NCF TYPE<>NCF 3056 V
138 | A072020020020005 | BEARING & SLEEVE<>METRIC<>CYLINDRICAL ROLLER<>NCF TYPE<>NCF 2926 V
139 | A072020020020006 | BEARING & SLEEVES<> METRIC<>CYLINDRICAL ROLLER<>NCF TYPE<>NCF 2936
140 | A072020020020007 | BEARING & SLEEVE<>METRIC<>CYLINDRICAL ROLLER<>NCF TYPE<>NCF 2940
141 | A072020020020010 | BEARING & SLEEVE<>METRIC<>CYLINDRICAL ROLLER<>NCF TYPE<>NCF 2934
142 | A072020020030006 | BEARING & SLEEVE<>METRIC<>CYLINDRICAL ROLLER<>NJ TYPE<>NJ 2207 ECP
143 | A072020020030010 | BEARING & SLEEVE<>METRIC<>CYLINDRICAL ROLLER<>NJ TYPE<>NJ 238
144 | A072020020030016 | BEARING & SLEEVE<>METRIC<>CYLINDRICAL ROLLER<>NJ TYPE<>NJ 318 ECJ
145 | A072020020030027 | BEARING & SLEEVE<>METRIC<>CYLINDRICAL ROLLER<>NJ TYPE<>NJ 207
146 | A072020020050001 | BEARING & SLEEVE<>METRIC<>CYLINDRICAL ROLLER<>NU TYPE<>NU 1060 MA
147 | A072020020050003 | BEARING & SLEEVE<>METRIC<>CYLINDRICAL ROLLER<>NU TYPE<>NU 207
148 | A072020020050008 | BEARING & SLEEVE<>METRIC<>CYLINDRICAL ROLLER<>NU TYPE<>NU 212 ECJ
149 | A072020020050016 | BEARING & SLEEVE<>METRIC<>CYLINDRICAL ROLLER<>NU TYPE<>NU 220 ECP
150 | A072020020050018 | BEARING & SLEEVE<>METRIC<>CYLINDRICAL ROLLER<>NU TYPE<>NU 224 ECJ
151 | A072020020050019 | BEARING & SLEEVE<>METRIC<>CYLINDRICAL ROLLER<>NU TYPE<>NU 226 ECJ
152 | A072020020050020 | BEARING & SLEEVE<>METRIC<>CYLINDRICAL ROLLER<>NU TYPE<>NU 226 ECJC3
153 | A072020020050021 | BEARING & SLEEVE<>METRIC<>CYLINDRICAL ROLLER<>NU TYPE<>NU 228 ECM
154 | A072020020050022 | BEARING & SLEEVE<>METRIC<>CYLINDRICAL ROLLER<>NU TYPE<>NU 230 ECJC3
155 | A072020020050025 | BEARING & SLEEVE<>METRIC<>CYLINDRICAL ROLLER<>NU TYPE<>NU 236 ECJ
156 | A072020020050027 | BEARING & SLEEVE<>METRIC<>CYLINDRICAL ROLLER<>NU TYPE<>NU 240 ECMA
157 | A072020020050028 | BEARING & SLEEVE<>METRIC<>CYLINDRICAL ROLLER<>NU TYPE<>NU 248 ECMC3
158 | A072020020050037 | BEARING & SLEEVE<>METRIC<>CYLINDRICAL ROLLER<>NU TYPE<>NU 307 ECP
159 | A072020020050051 | BEARING & SLEEVE<>METRIC<>CYLINDRICAL ROLLER<>NU TYPE<>NU 319 ECJ
160 | A072020020050052 | BEARING & SLEEVE<>METRIC<>CYLINDRICAL ROLLER<>NU TYPE<>NU 319 ECJC3
161 | A072020020050055 | BEARING & SLEEVE<>METRIC<>CYLINDRICAL ROLLER<>NU TYPE<>NU 321 ECJ
162 | A072020020050056 | BEARING & SLEEVE<>METRIC<>CYLINDRICAL ROLLER<>NU TYPE<>NU 321 ECJC3
163 | A072020020050057 | BEARING & SLEEVE<>METRIC<>CYLINDRICAL ROLLER<>NU TYPE<>NU 322 ECM
164 | A072020020050059 | BEARING & SLEEVE<>METRIC<>CYLINDRICAL ROLLER<>NU TYPE<>NU 324 ECJ
165 | A072020020050063 | BEARING & SLEEVE<>METRIC<>CYLINDRICAL ROLLER<>NU TYPE<>NU 330 ECM
166 | A072020020050066 | BEARING & SLEEVE<>METRIC<>CYLINDRICAL ROLLER<>NU TYPE<>NU 318 EM1 C3
167 | A072020020050069 | BEARING & SLEEVE<>METRIC<>CYLINDRICAL ROLLER<>NU TYPE<>NU 217 C3
168 | A072020020050077 | BEARING & SLEEVE<>METRIC<>CYLINDRICAL ROLLER<>NU TYPE<>NU 309 ECJC3
169 | A072020020050082 | BEARING & SLEEVE<>METRIC<>CYLINDRICAL ROLLER<>NU TYPE<>NU 317 ECJ
170 | A072020020050094 | BEARING & SLEEVE<>METRIC<>CYLINDRICAL ROLLER<>NU TYPE<>NU 219 EMI
171 | A072020020050096 | BEARING & SLEEVE<>METRIC<>CYLINDRICAL ROLLER<>NU TYPE<>NU 213
172 | A072020020050098 | BEARING & SLEEVE<>METRIC<>CYLINDRICAL ROLLER<>NU TYPE<>NU 234 MC3
173 | A072020020050107 | BEARING & SLEEVE<>METRIC<>CYLINDRICAL ROLLER<>NU TYPE<>NU 215 ECJ
174 | A072020020050112 | BEARING & SLEEVES<>METRIC<>CYLINDRICAL ROLLER<>NU TYPE<>NU 224 M
175 | A072020020050113 | BEARING & SLEEVES<>METRIC<>CYLINDRICAL ROLLER<>NU TYPE<>NU 228 M
176 | A072020020050120 | BEARING & SLEEVE<>METRIC<>CYLINDRICAL ROLLER<>NU TYPE<>NU 230 M
177 | A072020020050126 | BEARING & SLEEVE<>METRIC<>CYLINDRICAL ROLLER<>NU TYPE<>NU 217 EM1C3
178 | A072020020050127 | BEARING & SLEEVE<>METRIC<>CYLINDRICAL ROLLER<>NU TYPE<>NU 219 (Brass Cage)
179 | A072020020050129 | BEARING & SLEEVE<>METRIC<>CYLINDRICAL ROLLER<>NU TYPE<>NU 222 EM1C3
180 | A072020020050130 | BEARING & SLEEVE<>METRIC<>CYLINDRICAL ROLLER<>NU TYPE<>NU 226 EM1C3
181 | A072020020050131 | BEARING & SLEEVE<>METRIC<>CYLINDRICAL ROLLER<>NU TYPE<>NU 228 EM1C3
182 | A072020020050138 | BEARING & SLEEVE<>METRIC<>CYLINDRICAL ROLLER<>NU TYPE<>NU 2206 ECP
183 | A072020020050146 | BEARING & SLEEVE<>METRIC<>CYLINDRICAL ROLLER<>NU TYPE<>NU 313 ECJ / C3
184 | A072020020050148 | BEARING & SLEEVE<>METRIC<>CYLINDRICAL ROLLER<>NU TYPE<>NU 322 ECJ / C3
185 | A072020020050159 | BEARING & SLEEVE<>METRIC<>CYLINDRICAL ROLLER<>NU TYPE<>NU 305
186 | A072020020050175 | BEARING & SLEEVE<>METRIC<>CYLINDRICAL ROLLER<>NU TYPE<>NU 244 ECMA/C3
187 | A072020020050176 | BEARING & SLEEVE<>METRIC<>CYLINDRICAL ROLLER<>NU TYPE<>NU 306 ECP
188 | A072020020050181 | BEARING & SLEEVE<>METRIC<>CYLINDRICAL ROLLER<>NU TYPE<>NU 324
189 | A072020020050186 | BEARING & SLEEVE<>METRIC<>CYLINDRICAL ROLLER<>NU TYPE<>NU 318 C3
190 | A072020020050190 | BEARING & SLEEVE<>METRIC<>CYLINDRICAL ROLLER<>NU TYPE<>NU 317 EM1
191 | A072020020050197 | BEARING & SLEEVE<>METRIC<>CYLINDRICAL ROLLER<>NU TYPE<>NU 1036
192 | A072020020050201 | BEARING & SLEEVE<>METRIC<>CYLINDRICAL ROLLER<>NU TYPE<>NU 215
193 | A072020020050205 | BEARING & SLEEVE<>METRIC<>CYLINDRICAL ROLLER<>NU TYPE<>NU 313
194 | A072020020050206 | BEARING & SLEEVE<>METRIC<>CYLINDRICAL ROLLER<>NU TYPE<>NU 316
195 | A072020020050207 | BEARING & SLEEVE<>METRIC<>CYLINDRICAL ROLLER<>NU TYPE<>NU 319
196 | A072020020050246 | BEARING & SLEEVE<>METRIC<>CYLINDRICAL ROLLER<>NU TYPE<>NU 321 EMIC3
197 | A072020020050248 | BEARING & SLEEVE<>METRIC<>CYLINDRICAL ROLLER<>NU TYPE<>NU 321 C3
198 | A072020020050267 | BEARING & SLEEVE<>METRIC<>CYLINDRICAL ROLLER<>NU TYPE<>CRIC BRG NU 230 ECJC3
199 | A072020020050344 | BEARING & SLEEVE<>METRIC<>CYLINDRICAL ROLLER<>NU TYPE<>NU 221 C3
200 | A072020020050346 | BEARING & SLEEVE<>METRIC<>CYLINDRICAL ROLLER<>NU TYPE<>NU 316 C3
201 | A072020020050350 | BEARING & SLEEVE<>METRIC<>CYLINDRICAL ROLLER<>NU TYPE<>NU 1080 MIA
202 | A072020020060004 | BEARING & SLEEVE<>METRIC<>CYLINDRICAL ROLLER<>NUP TYPE<>NUP 2309 ECP
203 | A072020020060006 | BEARING & SLEEVE<>METRIC<>CYLINDRICAL ROLLER<>NUP TYPE<>NUP 2310
204 | A072020020060008 | BEARING & SLEEVE<>METRIC<>CYLINDRICAL ROLLER<>NUP TYPE<>NUP 2314
205 | A072020020060012 | BEARING & SLEEVE<>METRIC<>CYLINDRICAL ROLLER<>NUP TYPE<>NUP 2305
206 | A072020020060013 | BEARING & SLEEVE<>METRIC<>CYLINDRICAL ROLLER<>NUP TYPE<>NUP 2306
207 | A072020020060014 | BEARING & SLEEVE<>METRIC<>CYLINDRICAL ROLLER<>NUP TYPE<>NUP 2309
208 | A072020020060015 | BEARING & SLEEVE<>METRIC<>CYLINDRICAL ROLLER<>NUP TYPE<>NUP 2312
209 | A072020020060019 | BEARING & SLEEVE<>METRIC<> CYLINDRICAL ROLLER<>NUP TYPE<>CRIC BRG NUP 226 ECJ
210 | A072020020080002 | BEARING & SLEEVE<>METRIC<>CYLINDRICAL ROLLER<>SL SERIES<>SL 04-5019 PP
211 | A072020020080003 | BEARING & SLEEVE<>METRIC<>CYLINDRICAL ROLLER<>SL SERIES<>SL 04-5024 PP
212 | A072020020080006 | BEARING & SLEEVE<>METRIC<> CYLINDRICAL ROLLER <>SL SERIES<>SL 18-2922
213 | A072020020080007 | BEARING & SLEEVE<>METRIC<> CYLINDRICAL ROLLER<>SL SERIES<>SL 18-2934
214 | A072020020080008 | BEARING & SLEEVE<>METRIC<> CYLINDRICAL ROLLER<>SL SERIES<>SL-04-5008-PP
215 | A072020020080009 | BEARING & SLEEVE<>METRIC<> CYLINDRICAL ROLLER<>SL SERIES<>SL-04-5020-PP
216 | A072020020080011 | BEARING & SLEEVE<>METRIC<> CYLINDRICAL ROLLER<>SL SERIES<>SL 182936
217 | A072020020100001 | BEARING & SLEEVE<>METRIC<>CYLINDRICAL ROLLER<>QJ TYPE<>QJ 320
218 | A072020020140001 | BEARING & SLEEVE<>METRIC<>CYLINDRICAL ROLLER<>TV SERIES<>MA 1220
219 | A072020020140002 | BEARING & SLEEVE<>METRIC<>CYLINDRICAL ROLLER<>TV SERIES<>MA 1305
220 | A072020030020003 | BEARING & SLEEVES<>METRIC<>NEEDLE ROLLER<>NEEDLE ROLLER<>NA 3070
221 | A072020050010012 | BEARING & SLEEVE<>METRIC<>SPHERICAL ROLLER<>ZZZ SCRAPPED<>22314 J 33W / EIAM
222 | A072020050020028 | BEARING & SLEEVES<>METRIC<>SPHERICAL ROLLER<>SELF ALIGNING <>22220 CC/ W33
223 | A072020050020033 | BEARING & SLEEVE<>METRIC<>SPHERICAL ROLLER<>SELF ALIGNING<>22224 CC / C3 / W33
224 | A072020050020043 | BEARING & SLEEVE<>METRIC<>SPHERICAL ROLLER<>SELF ALIGNING<>22232 CCK / C3 / W33
225 | A072020050020045 | BEARING & SLEEVE<>METRIC<>SPHERICAL ROLLER<>SELF ALIGNING<>22238 CC / C3 / W33
226 | A072020050020046 | BEARING & SLEEVE<>METRIC<>SPHERICAL ROLLER<>SELF ALIGNING<>22238 CCK / C3 / W33
227 | A072020050020055 | BEARING & SLEEVE<>METRIC<>SPHERICAL ROLLER<>SELF ALIGNING<>22315 CC / W33
228 | A072020050020058 | BEARING & SLEEVE<>METRIC<>SPHERICAL ROLLER<>SELF ALIGNING<>22320 CC / W33
229 | A072020050020059 | BEARING & SLEEVE<>METRIC<>SPHERICAL ROLLER<>SELF ALIGNING<>22322 E
230 | A072020050020061 | BEARING & SLEEVE<>METRIC<>SPHERICAL ROLLER<>SELF ALIGNING<>22326 CC / W33
231 | A072020050020062 | BEARING & SLEEVE<>METRIC<>SPHERICAL ROLLER<>SELF ALIGNING<>22328 CC / W33
232 | A072020050020063 | BEARING & SLEEVE<>METRIC<>SPHERICAL ROLLER<>SELF ALIGNING<>22328 CCK / C3 / W33
233 | A072020050020064 | BEARING & SLEEVE<>METRIC<>SPHERICAL ROLLER<>SELF ALIGNING<>22328 CCJA / W33 / VA405
234 | A072020050020065 | BEARING & SLEEVE<>METRIC<>SPHERICAL ROLLER<>SELF ALIGNING<>22330 CC / W33
235 | A072020050020067 | BEARING & SLEEVE<>METRIC<>SPHERICAL ROLLER<>SELF ALIGNING<>22338 CC / W33
236 | A072020050020071 | BEARING & SLEEVE<>METRIC<>SPHERICAL ROLLER<>SELF ALIGNING<>23030 CC / W33
237 | A072020050020074 | BEARING & SLEEVE<>METRIC<>SPHERICAL ROLLER<>SELF ALIGNING<>23038 CC / W33
238 | A072020050020084 | BEARING & SLEEVE<>METRIC<>SPHERICAL ROLLER<>SELF ALIGNING<>23140 CCK / W33
239 | A072020050020098 | BEARING & SLEEVE<>METRIC<>SPHERICAL ROLLER<>SELF ALIGNING<>22308 E
240 | A072020050020106 | BEARING & SLEEVES<>METRIC<>SPHERICAL ROLLER<>SELF ALIGNING<>22256 CCK/ W33
241 | A072020050020109 | BEARING & SLEEVES<>METRIC<>SPHERICAL ROLLER<>SELF ALIGNING<>22328 CC/ C3/ W33
242 | A072020050020112 | BEARING & SLEEVE<>METRIC<>SPHERICAL ROLLER<>SELF ALIGNING<>22238 CC / W33
243 | A072020050020115 | BEARING & SLEEVE<>METRIC<>SPHERICAL ROLLER<>SELF ALIGNING<>22228 CCK / W33
244 | A072020050020121 | BEARING & SLEEVE<>METRIC<>SPHERICAL ROLLER<>SELF ALIGNING<>22211 EK / C3
245 | A072020050020133 | BEARING & SLEEVES<>METRIC<>SPHERICAL ROLLER<>SELF ALIGNING<>21318 E
246 | A072020050020153 | BEARING & SLEEVE<>METRIC<>SPHERICAL ROLLER<>SELF ALIGNING<>22338 CCK / W33
247 | A072020050020158 | BEARING & SLEEVE<>METRIC<>SPHERICAL ROLLER<>SELF ALIGNING<>23122 CC / W33
248 | A072020050020159 | BEARING & SLEEVE<>METRIC<>SPHERICAL ROLLER<>SELF ALIGNING<>23148 CCK / C3 / W33
249 | A072020050020168 | BEARING & SLEEVES<>METRIC<>SPHERICAL ROLLER<>SELF ALIGNING<>22330 CCJA/W33/VA405
250 | A072020050020170 | BEARING & SLEEVE<>METRIC<>SPHERICAL ROLLER<>SELF ALIGNING<>22220 E
251 | A072020050020177 | BEARING & SLEEVE<>METRIC<>SPHERICAL ROLLER<>SELF ALIGNING<>23024 CCK / W33
252 | A072020050020179 | BEARING & SLEEVE<>METRIC<>SPHERICAL ROLLER<>SELF ALIGNING<>23030 K
253 | A072020050020207 | BEARING & SLEEVE<>METRIC<>SPHERICAL ROLLER<>SELF ALIGNING<>23028 CCK / C3 / W33
254 | A072020050020220 | BEARING & SLEEVE<>METRIC<>SPHERICAL ROLLER<>SELF ALIGNING<>23040 CC / W33 / C3
255 | A072020050020231 | BEARING & SLEEVE<>METRIC<>SPHERICAL ROLLER<>SELF ALIGNING<>22226
256 | A072020050020246 | BEARING & SLEEVE<>METRIC<>SPHERICAL ROLLER<>SELF ALIGNING<>22230
257 | A072020050020249 | BEARING & SLEEVE<>METRIC<>SPHERICAL ROLLER<>SELF ALIGNING<>22236 CC
258 | A072020050020250 | BEARING & SLEEVE<>METRIC<>SPHERICAL ROLLER<>SELF ALIGNING<>22314 B / C
259 | A072020050020253 | BEARING & SLEEVE<>METRIC<>SPHERICAL ROLLER<>SELF ALIGNING<>22317 CC
260 | A072020050020254 | BEARING & SLEEVE<>METRIC<>SPHERICAL ROLLER<>SELF ALIGNING<>22318 CC
261 | A072020050020257 | BEARING & SLEEVE<>METRIC<>SPHERICAL ROLLER<>SELF ALIGNING<>22330 CC
262 | A072020050020265 | BEARING & SLEEVE<>METRIC<>SPHERICAL ROLLER<>SELF ALIGNING<>22244 CC/W33
263 | A072020050020289 | BEARING & SLEEVE<>METRIC<>SPHERICAL ROLLER<>SELF ALIGNING<>22213 CC/W33
264 | A072020050020296 | BEARING & SLEEVE<>METRIC<>SPHERICAL ROLLER<>SELF ALIGNING<>23224-C
265 | A072020050020301 | BEARING & SLEEVE<>METRIC<>SPHERICAL ROLLER<>SELF ALIGNING<>22316 CC/C3/W33
266 | A072020050020303 | BEARING & SLEEVE<>METRIC<>SPHERICAL ROLLER<>SELF ALIGNING<>23036 CCK / W33
267 | A072020050020309 | BEARING & SLEEVE<>METRIC<> SPHERICAL ROLLER<>SELF ALIGNING<>22222 EK / C3
268 | A072020050020310 | BEARING & SLEEVE<>METRIC<>SPHERICAL ROLLER<>SELF ALIGNING<>22226 EK / C3
269 | A072020050020319 | BEARING & SLEEVE<>METRIC<>SPHERICAL ROLLER<>SELF ALIGNING<>23236 CC / W33
270 | A072020050020331 | BEARING & SLEEVE<>METRIC<>SPHERICAL ROLLER<>SELF ALIGNING<>22248 CCKW33
271 | A072020050020337 | BEARING & SLEEVE<>METRIC<>SPHERICAL ROLLER<>SELF ALIGNING<>22219 E
272 | A072020050020338 | BEARING & SLEEVE<>METRIC<> SPHERICAL ROLLER<>SELF ALIGNING<>22315
273 | A072020050020348 | BEARING&SLEEVE<>METRIC<>SPHERICAL ROLLER<>SELF ALIGNING<>23120
274 | A072020050020349 | BEARING&SLEEVE<>METRIC<>SPHERICAL ROLLER<>SELF ALIGNING<>23134
275 | A072020050020360 | BEARING & SLEEVE<>METRIC<>SPHERICAL ROLLER<>SELF ALIGNING<>CRIC BRG 21317 E
276 | A072020050020361 | BEARING & SLEEVE<>METRIC<>SPHERICAL ROLLER<>SELF ALIGNING<>CRIC BRG 21319 E
277 | A072020050020362 | BEARING & SLEEVE<>METRIC<>SPHERICAL ROLLER<>SELF ALIGNING<>CRIC BRG 24030 CC / W33
278 | A072020050020363 | BEARING & SLEEVE<>METRIC<>SPHERICAL ROLLER<>SELF ALIGNING<>CRIC BRG 24168 ECCK30J / W33
279 | A072020050020369 | BEARING & SLEEVE<>METRIC<>SPHERICAL ROLLER<>SELF ALIGNING<>CRIC BRG 22326 CC / C3 / W33
280 | A072020050020376 | BEARING & SLEEVE<>METRIC<>SPHERICAL ROLLER<>SELF ALIGNING<>CRIC BRG 23164 CCK / W33
281 | A072020050020377 | BEARING & SLEEVE<>METRIC<>SPHERICAL ROLLER<>SELF ALIGNING<>CRIC BRG 21313 E / C3
282 | A072020050020379 | BEARING & SLEEVE<>METRIC<>SPHERICAL ROLLER<>SELF ALIGNING<>CRIC BRG 22220 E
283 | A072020050020393 | BEARING & SLEEVE<>METRIC<>SPHERICAL ROLLER<>SELF ALIGNING<>CRIC BRG 23060 CCK / W33
284 | A072020050020394 | BEARING & SLEEVE<>METRIC<>SPHERICAL ROLLER<>SELF ALIGNING<>CRIC BRG 22220 CC
285 | A072020050020411 | BEARING & SLEEVE<>METRIC<>SPHERICAL ROLLER<>SELF ALIGNING<>3136 TRB
286 | A072020050020412 | BEARING & SLEEVE<>METRIC<>SPHERICAL ROLLER<>SELF ALIGNING<>22332 CC/W33
287 | A072020050020413 | BEARING & SLEEVE<>METRIC<>SPHERICAL ROLLER<>SELF ALIGNING<>23220 C/CO
288 | A072020050020414 | BEARING & SLEEVE<>METRIC<>SPHERICAL ROLLER<>SELF ALIGNING<>24064 CC/ W33
289 | A072020050020418 | BEARING & SLEEVE<>METRIC<>SPHERICAL ROLLER<>SELF ALIGNING<>22334 CAW 33
290 | A072020050020422 | BEARING & SLEEVE<>METRIC<>SPHERICAL ROLLER<>SELF ALIGNING<>23036 CC/W33
291 | A072020050020432 | BEARING & SLEEVE<>METRIC<> SPHERICAL ROLLER<>SELF ALIGNING<>CRIC 22216 C3
292 | A072020050030005 | BEARING & SLEEVE<>METRIC<>SPHERICAL ROLLER<>THRUST<>29338 E
293 | A072020050030006 | BEARING & SLEEVE<>METRIC<>SPHERICAL ROLLER<>THRUST<>29356 E
294 | A072020050030012 | BEARING & SLEEVE<>METRIC<>SPHERICAL ROLLER<>THRUST<>29434 E
295 | A072020050030013 | BEARING & SLEEVE<>METRIC<>SPHERICAL ROLLER<>THRUST<>29452 JED
296 | A072020050030015 | BEARING & SLEEVE<>METRIC<>SPHERICAL ROLLER<>THRUST<>294 / 500 E
297 | A072020050030019 | BEARING & SLEEVE<>METRIC<>SPHERICAL ROLLER<>THRUST<>29438 EJW18W66
298 | A072020050030022 | BEARING & SLEEVE<>METRIC<>SPHERICAL ROLLER<>THRUST<>29334 E
299 | A072020050030059 | BEARING & SLEEVE<>METRIC<>SPHERICAL ROLLER<>THRUST<>CRIC BRG 29332
300 | A072020050030060 | BEARING & SLEEVE<>METRIC<>SPHERICAL ROLLER<>THRUST<>CRIC BRG 29352 E
301 | A072020050030240 | BEARING & SLEEVE <> METRIC <> SPHERICAL ROLLER<>THRUST <> CRIC 29422 E
302 | A072020050040006 | BEARING & SLEEVE<>METRIC<>SPHERICAL ROLLER<>STEEL ON STEEL<>GE-40-ES-2RS
303 | A072020050040009 | BEARING & SLEEVE<>METRIC<>SPHERICAL ROLLER<>STEEL ON STEEL<>GE-50-ES-2RS
304 | A072020050040010 | BEARING & SLEEVE<>METRIC<>SPHERICAL ROLLER<>STEEL ON STEEL<>GE-60-ES-2RS
305 | A072020060010017 | BEARING & SLEEVE<>METRIC<>TAPER ROLLER<>SINGLE ROW<>30226 J2
306 | A072020060010018 | BEARING & SLEEVE<>METRIC<>TAPER ROLLER<>SINGLE ROW<>30228 J2
307 | A072020060010024 | BEARING & SLEEVES<>METRIC<>TAPER ROLLER<>SINGLE ROW<>30311 J2/ Q
308 | A072020060010029 | BEARING & SLEEVE<>METRIC<>TAPER ROLLER<>SINGLE ROW<>30317 J2
309 | A072020060010030 | BEARING & SLEEVE<>METRIC<>TAPER ROLLER<>SINGLE ROW<>30318 J2
310 | A072020060010031 | BEARING & SLEEVE<>METRIC<>TAPER ROLLER<>SINGLE ROW<>30319
311 | A072020060010038 | BEARING & SLEEVE<>METRIC<>TAPER ROLLER<>SINGLE ROW<>32030 X
312 | A072020060010039 | BEARING & SLEEVE<>METRIC<>TAPER ROLLER<>SINGLE ROW<>32034 X
313 | A072020060010040 | BEARING & SLEEVE<>METRIC<>TAPER ROLLER<>SINGLE ROW<>32038 X
314 | A072020060010042 | BEARING & SLEEVE<>METRIC<>TAPER ROLLER<>SINGLE ROW<>32208 J2 / Q
315 | A072020060010046 | BEARING & SLEEVE<>METRIC<>TAPER ROLLER<>SINGLE ROW<>32212 J2 / Q
316 | A072020060010047 | BEARING & SLEEVE<>METRIC<>TAPER ROLLER<>SINGLE ROW<>32213 J2 / Q
317 | A072020060010048 | BEARING & SLEEVE<>METRIC<>TAPER ROLLER<>SINGLE ROW<>32215 J2 / Q
318 | A072020060010053 | BEARING & SLEEVE<>METRIC<>TAPER ROLLER<>SINGLE ROW<>32308 J2 / Q
319 | A072020060010056 | BEARING & SLEEVE<>METRIC<>TAPER ROLLER<>SINGLE ROW<>32311 J2
320 | A072020060010057 | BEARING & SLEEVE<>METRIC<>TAPER ROLLER<>SINGLE ROW<>32312 J2 / Q
321 | A072020060010058 | BEARING & SLEEVE<>METRIC<>TAPER ROLLER<>SINGLE ROW<>32314 J2 / Q
322 | A072020060010059 | BEARING & SLEEVE<>METRIC<>TAPER ROLLER<>SINGLE ROW<>32317 J2
323 | A072020060010060 | BEARING & SLEEVE<>METRIC<>TAPER ROLLER<>SINGLE ROW<>32319 J2
324 | A072020060010062 | BEARING & SLEEVE<>METRIC<>TAPER ROLLER<>SINGLE ROW<>32322
325 | A072020060010063 | BEARING & SLEEVE<>METRIC<>TAPER ROLLER<>SINGLE ROW<>32324 J2
326 | A072020060010074 | BEARING & SLEEVE<>METRIC<>TAPER ROLLER<>SINGLE ROW<>32222 J2
327 | A072020060010080 | BEARING & SLEEVE<>METRIC<>TAPER ROLLER<>SINGLE ROW<>31308 A.A.50.90.N11CA
328 | A072020060010081 | BEARING & SLEEVE<>METRIC<>TAPER ROLLER<>SINGLE ROW<>31309 A.A.60.100.N11CA
329 | A072020060010082 | BEARING & SLEEVE<>METRIC<>TAPER ROLLER<>SINGLE ROW<>31310 A.A.60.100.N11CA
330 | A072020060010083 | BEARING & SLEEVE<>METRIC<>TAPER ROLLER<>SINGLE ROW<>31312 A.A.80.120.N11CA
331 | A072020060010085 | BEARING & SLEEVE<>METRIC<>TAPER ROLLER<>SINGLE ROW<>31314 A.A.100.140.N11CA
332 | A072020060010086 | BEARING & SLEEVE<>METRIC<>TAPER ROLLER<>SINGLE ROW<>30324 J2
333 | A072020060010088 | BEARING & SLEEVE<>METRIC<>TAPER ROLLER<>SINGLE ROW<>32218 J2 / Q
334 | A072020060010089 | BEARING & SLEEVE<>METRIC<>TAPER ROLLER<>SINGLE ROW<>32306 J2 / Q
335 | A072020060010090 | BEARING & SLEEVE<>METRIC<>TAPER ROLLER<>SINGLE ROW<>30309 J2 / Q
336 | A072020060010091 | BEARING & SLEEVE<>METRIC<>TAPER ROLLER<>SINGLE ROW<>30322 J2
337 | A072020060010092 | BEARING & SLEEVE<>METRIC<>TAPER ROLLER<>SINGLE ROW<>T-811
338 | A072020060010100 | BEARING & SLEEVE<>METRIC<>TAPER ROLLER<>SINGLE ROW<>31307 J2 / Q
339 | A072020060010103 | BEARING & SLEEVE<>METRIC<>TAPER ROLLER<>SINGLE ROW<>31310 J2 / Q
340 | A072020060010105 | BEARING & SLEEVE<>METRIC<>TAPER ROLLER<>SINGLE ROW<>31320 X A 120.160 N11CA
341 | A072020060010106 | BEARING & SLEEVE<>METRIC<>TAPER ROLLER<>SINGLE ROW<>31322 X A 140.180 N11CA
342 | A072020060010107 | BEARING & SLEEVE<>METRIC<>TAPER ROLLER<>SINGLE ROW<>32009 X / Q
343 | A072020060010108 | BEARING & SLEEVE<>METRIC<>TAPER ROLLER<>SINGLE ROW<>32021 X / Q
344 | A072020060010109 | BEARING & SLEEVE<>METRIC<>TAPER ROLLER<>SINGLE ROW<>32024 X
345 | A072020060010113 | BEARING & SLEEVE<>METRIC<>TAPER ROLLER<>SINGLE ROW<>32315
346 | A072020060010114 | BEARING & SLEEVE<>METRIC<>TAPER ROLLER<>SINGLE ROW<>32318
347 | A072020060010126 | BEARING & SLEEVE<>METRIC<>TAPER ROLLER<>SINGLE ROW<>30224 J2
348 | A072020060010141 | BEARING & SLEEVE<>METRIC<>TAPER ROLLER<>SINGLE ROW<>31315 J2
349 | A072020060010145 | BEARING & SLEEVE<>METRIC<>TAPER ROLLER<>SINGLE ROW<>31314 J2
350 | A072020060010154 | BEARING & SLEEVE<>METRIC<>TAPER ROLLER<>SINGLE ROW<>32307
351 | A072020060010156 | BEARING & SLEEVE<>METRIC<>TAPER ROLLER<>SINGLE ROW<>32310
352 | A072020060010157 | BEARING & SLEEVE<>METRIC<>TAPER ROLLER<>SINGLE ROW<>32311
353 | A072020060010158 | BEARING & SLEEVE<>METRIC<>TAPER ROLLER<>SINGLE ROW<>32312
354 | A072020060010159 | BEARING & SLEEVE<>METRIC<>TAPER ROLLER<>SINGLE ROW<>30214 J2
355 | A072020060010160 | BEARING & SLEEVE<>METRIC<>TAPER ROLLER<>SINGLE ROW<>30307 J2
356 | A072020060010161 | BEARING & SLEEVE<>METRIC<>TAPER ROLLER<>SINGLE ROW<>30308 J2
357 | A072020060010162 | BEARING & SLEEVE<>METRIC<>TAPER ROLLER<>SINGLE ROW<>30309 J2
358 | A072020060010163 | BEARING & SLEEVE<>METRIC<>TAPER ROLLER<>SINGLE ROW<>30310 J2
359 | A072020060010164 | BEARING & SLEEVE<>METRIC<>TAPER ROLLER<>SINGLE ROW<>30311 J2
360 | A072020060010165 | BEARING & SLEEVE<>METRIC<>TAPER ROLLER<>SINGLE ROW<>30312 J2
361 | A072020060010166 | BEARING & SLEEVE<>METRIC<>TAPER ROLLER<>SINGLE ROW<>30313 J2
362 | A072020060010167 | BEARING & SLEEVE<>METRIC<>TAPER ROLLER<>SINGLE ROW<>30314 J2
363 | A072020060010169 | BEARING & SLEEVE<>METRIC<>TAPER ROLLER<>SINGLE ROW<>31306 J2
364 | A072020060010171 | BEARING & SLEEVE<>METRIC<>TAPER ROLLER<>SINGLE ROW<>31309 J2
365 | A072020060010174 | BEARING & SLEEVE<>METRIC<>TAPER ROLLER<>SINGLE ROW<>31312 J2
366 | A072020060010175 | BEARING & SLEEVE<>METRIC<>TAPER ROLLER<>SINGLE ROW<>32034 XU
367 | A072020060010179 | BEARING & SLEEVE<>METRIC<>TAPER ROLLER<>SINGLE ROW<>32314 J
368 | A072020060010180 | BEARING & SLEEVE<>METRIC<>TAPER ROLLER<>SINGLE ROW<>32317 U
369 | A072020060010185 | BEARING & SLEEVE<>METRIC<>TAPER ROLLER<>SINGLE ROW<>32228 J-2
370 | A072020060010200 | BEARING & SLEEVE<>METRIC<>TAPER ROLLER<>SINGLE ROW<>32316 J2
371 | A072020060010212 | BEARING & SLEEVE<>METRIC<>TAPER ROLLER<>SINGLE ROW<>32314
372 | A072020060010217 | BEARING & SLEEVE<>METRIC<>TAPER ROLLER<>SINGLE ROW<>32316
373 | A072020060010219 | BEARING & SLEEVE<>METRIC<>TAPER ROLLER<>SINGLE ROW<>32320
374 | A072020060010220 | BEARING & SLEEVE<>METRIC<>TAPER ROLLER<>SINGLE ROW<>32324
375 | A072020060010222 | BEARING & SLEEVE<>METRIC<>TAPER ROLLER<>SINGLE ROW<>32304
376 | A072020060010229 | BEARING & SLEEVE<>METRIC<>TAPER ROLLER<>SINGLE ROW<>CRIC BRG 32319 J2
377 | A072020060010258 | BEARING & SLEEVE<>METRIC<>TAPER ROLLER<>SINGLE ROW<>32326
378 | A072020070010013 | BEARING <(>&<)> SLEEVE <>METRIC<>Y TYPE<>BEARINGWITHOUT HOUSING<>UEL 209 D1W3
379 | A072030010010029 | BEARING & SLEEVE<>LOCK ELEMENT<>LOCK NUT<>SERIES KM<>KM 34
380 | A072030010010031 | BEARING & SLEEVE<>LOCK ELEMENT<>LOCK NUT<>SERIES KM<>KM 36
381 | A083020020020001 | COOLING TOWER<>INDUCED DRAFT 4 BLADE ASSEMBLY GAMMON<>GEAR BOX<>TYPE V-1200 COMPANY TO BE ADDED<>BEARING ALS. 32
382 | A117120010030008 | CHP<>SCREEN<>ELECTROMAG<>CIRCULAR MOTION DOUBLE DECK VIB<>SPHERICAL ROLLER BRG. 22334 TYPE: SWZ 2000 / 5420 JW 334
383 | A129020020020045 | PLUMMER BLOCK<>RADIAL LABYRINTH<>OPEN END<>SERIES-SN<>HSG (SNH 511)
384 | A129020020020046 | PLUMMER BLOCK<>RADIAL LABYRINTH<>OPEN END<>SERIES-SN<>HSG (SNH 516)
385 | A072020060010268 | BEARING & SLEEVE<>METRIC <>TAPER ROLLER<>SINGLE ROW<>CRIC BRG 32321 J2
386 | A072020050020425 | BEARING & SLEEVE<>METRIC<>SPHERICAL ROLLER<>SELF ALIGNING<>23044 CC/W33

## 17
GROUP-C BEARING
APPROVED VENDORS:
1) SKF INDIA LTD.(VID:51508)
2) SCHAEFFLER INDIA LIMITED.(VID:50460)
3) TIMKEN INDIA LTD. (VID: 51661)
4) NTN BEARING INDIA LTD. (VID: 54505)
5) NATIONAL ENGG. INDUSTRIES LTD. (VID: 50969)
6) AUSTIN ENGG. COMPANY LTD. (VID: 50181) (Only for items under Sr no 01 to 86)
SN | ITEM CODE | ITEM DESCRIPTION
1 | A072020010070010 | BEARING & SLEEVE<>METRIC<>BALL<>SELF ALIGNING DOUBLE ROW<>1215 K
2 | A072020010070025 | BEARING & SLEEVE<>METRIC<>BALL<>SELF ALIGNING DOUBLE ROW<>2215 KJ
3 | A072020010070028 | BEARING & SLEEVE<>METRIC<>BALL<>SELF ALIGNING DOUBLE ROW<>2220 KM
4 | A072020010070029 | BEARING & SLEEVE<>METRIC<>BALL<>SELF ALIGNING DOUBLE ROW<>2222 KM
5 | A072020010070059 | BEARING & SLEEVE<>METRIC<>BALL<>SELF ALIGNING DOUBLE ROW<>2310
6 | A072020010080031 | BEARING & SLEEVE<>METRIC<>BALL<>SINGLE ROW ANGULAR CONTACT<>7216 BEP
7 | A072020010080073 | BEARING & SLEEVE<>METRIC<>BALL<>SINGLE ROW ANGULAR CONTACT<>7317
8 | A072020010090007 | BEARING & SLEEVE<>METRIC<>BALL<>SINGLE ROW DEEP GROOVE<>6308
9 | A072020010090025 | BEARING & SLEEVE<>METRIC<>BALL<>SINGLE ROW DEEP GROOVE<>6209 2ZC3
10 | A072020010090067 | BEARING & SLEEVE<>METRIC<>BALL<>SINGLE ROW DEEP GROOVE<>6009 2RS1
11 | A072020010090072 | BEARING & SLEEVE<>METRIC<>BALL<>SINGLE ROW DEEP GROOVE<>6016
12 | A072020010090074 | BEARING & SLEEVE<>METRIC<>BALL<>SINGLE ROW DEEP GROOVE<>6018
13 | A072020010090095 | BEARING & SLEEVE<>METRIC<>BALL<>SINGLE ROW DEEP GROOVE<>6203 2Z
14 | A072020010090099 | BEARING & SLEEVE<>METRIC<>BALL<>SINGLE ROW DEEP GROOVE<>6205
15 | A072020010090103 | BEARING & SLEEVE<>METRIC<>BALL<>SINGLE ROW DEEP GROOVE<>6206 Z
16 | A072020010090105 | BEARING & SLEEVE<>METRIC<>BALL<>SINGLE ROW DEEP GROOVE<>6206 2ZC3
17 | A072020010090109 | BEARING & SLEEVE<>METRIC<>BALL<>SINGLE ROW DEEP GROOVE<>6207 Z
18 | A072020010090114 | BEARING & SLEEVE<>METRIC<>BALL<>SINGLE ROW DEEP GROOVE<>6209
19 | A072020010090119 | BEARING & SLEEVE<>METRIC<>BALL<>SINGLE ROW DEEP GROOVE<>6211
20 | A072020010090123 | BEARING & SLEEVE<>METRIC<>BALL<>SINGLE ROW DEEP GROOVE<>6212 2RS1
21 | A072020010090133 | BEARING & SLEEVE<>METRIC<>BALL<>SINGLE ROW DEEP GROOVE<>6218
22 | A072020010090136 | BEARING & SLEEVES<>METRIC<>BALL<>SINGLE ROW DEEP GROOVE<>6219 C3
23 | A072020010090191 | BEARING & SLEEVE<>METRIC<>BALL<>SINGLE ROW DEEP GROOVE<>6316 C3
24 | A072020010090237 | BEARING & SLEEVE<>METRIC<>BALL<>SINGLE ROW DEEP GROOVE<>6309 Z
25 | A072020010090253 | BEARING & SLEEVE<>METRIC<>BALL<>SINGLE ROW DEEP GROOVE<>6207 2ZC3
26 | A072020010090256 | BEARING & SLEEVE<>METRIC<>BALL<>SINGLE ROW DEEP GROOVE<>6208 C3
27 | A072020010090276 | BEARING & SLEEVE<>METRIC<>BALL<>SINGLE ROW DEEP GROOVE<>6311 2Z
28 | A072020010090308 | BEARING & SLEEVE<>METRIC<>BALL<>SINGLE ROW DEEP GROOVE<>6311 ZZ / C3
29 | A072020010090365 | BEARING & SLEEVE<>METRIC<>BALL<>SINGLE ROW DEEP GROOVE<>6304 ZZ
30 | A072020010090389 | BEARING & SLEEVE<>METRIC<>BALL<>SINGLE ROW DEEP GROOVE<>6201 RS
31 | A072020010090413 | BEARING & SLEEVE<>METRIC<>BALL<>SINGLE ROW DEEP GROOVE<>6313 2Z
32 | A072020010090510 | BEARING & SLEEVE<>METRIC<>BALL<>SINGLE ROW DEEP GROOVE<>6212 2RS
33 | A072020010090511 | BEARING & SLEEVE<>METRIC<>BALL<>SINGLE ROW DEEP GROOVE<>6305 ZZ
34 | A072020010090514 | BEARING & SLEEVE<>METRIC<>BALL<>SINGLE ROW DEEP GROOVE<>6308 ZZ C3
35 | A072020010090568 | BEARING & SLEEVE<>METRIC<>BALL<>SINGLE ROW DEEP GROOVE<>CRIC BRG 6208 Z
36 | A072020010090584 | BEARING & SLEEVE<>METRIC<>BALL<>SINGLE ROW DEEP GROOVE<>CRIC BRG 6330 M
37 | A072020010090654 | BEARING & SLEEVE<>METRIC<>BALL<>SINGLE ROW DEEP GROOVE<>6312 2Z C3
38 | A072020010100047 | BEARING & SLEEVE<>METRIC<>BALL<>THRUST<>51222
39 | A072020020010019 | BEARING & SLEEVE<>METRIC<>CYLINDRICAL ROLLER<>N TYPE<>N 334 ECM
40 | A072020020020001 | BEARING & SLEEVE<>METRIC<>CYLINDRICAL ROLLER<>NCF TYPE<>NCF 2928 CV
41 | A072020020020002 | BEARING & SLEEVE<>METRIC<>CYLINDRICAL ROLLER<>NCF TYPE<>NCF 2944 V
42 | A072020020030060 | BEARING & SLEEVE<>METRIC<>CYLINDRICAL ROLLER<>NJ TYPE<>NJ 2312 EC3
43 | A072020020030061 | BEARING & SLEEVE<>METRIC<>CYLINDRICAL ROLLER<>NJ TYPE<>NJ 2314
44 | A072020020050048 | BEARING & SLEEVE<>METRIC<>CYLINDRICAL ROLLER<>NU TYPE<>NU 317 ECPC3
45 | A072020020050070 | BEARING & SLEEVE<>METRIC<>CYLINDRICAL ROLLER<>NU TYPE<>NU 220 ECJ
46 | A072020020050076 | BEARING & SLEEVE<>METRIC<>CYLINDRICAL ROLLER<>NU TYPE<>NU 309 EC
47 | A072020020050101 | BEARING & SLEEVE<>METRIC<>CYLINDRICAL ROLLER<>NU TYPE<>NU 314
48 | A072020020050118 | BEARING & SLEEVE<>METRIC<>CYLINDRICAL ROLLER<>NU TYPE<>NU 2305
49 | A072020020050139 | BEARING & SLEEVE<>METRIC<>CYLINDRICAL ROLLER<>NU TYPE<>NU 218 ECJ
50 | A072020020050257 | BEARING & SLEEVE<>METRIC<>CYLINDRICAL ROLLER<>NU TYPE<>NU 216 ECJ
51 | A072020020050348 | BEARING & SLEEVE<>METRIC<>CYLINDRICAL ROLLER<>NU TYPE<>NU 322 C3
52 | A072020020060005 | BEARING & SLEEVE<>METRIC<>CYLINDRICAL ROLLER<>NUP TYPE<>NUP 2307
53 | A072020020110001 | BEARING & SLEEVE<>METRIC<>CYLINDRICAL ROLLER<>T SERIES<>T-624
54 | A072020020110002 | BEARING & SLEEVE<>METRIC<>CYLINDRICAL ROLLER<>T SERIES<>T-626
55 | A072020050020010 | BEARING & SLEEVE<>METRIC<>SPHERICAL ROLLER<>SELF ALIGNING<>22211 EK
56 | A072020050020013 | BEARING & SLEEVE<>METRIC<>SPHERICAL ROLLER<>SELF ALIGNING<>22213 E K
57 | A072020050020020 | BEARING & SLEEVE<>METRIC<>SPHERICAL ROLLER<>SELF ALIGNING<>22216 CC / W33
58 | A072020050020026 | BEARING & SLEEVE<>METRIC<>SPHERICAL ROLLER<>SELF ALIGNING<>22220 CCK / W33
59 | A072020050020052 | BEARING & SLEEVE<>METRIC<>SPHERICAL ROLLER<>SELF ALIGNING<>22311 E / C3
60 | A072020050020053 | BEARING & SLEEVE<>METRIC<>SPHERICAL ROLLER<>SELF ALIGNING<>22314 E
61 | A072020050020069 | BEARING & SLEEVE<>METRIC<>SPHERICAL ROLLER<>SELF ALIGNING<>23022 CC / W33
62 | A072020050020072 | BEARING & SLEEVE<>METRIC<>SPHERICAL ROLLER<>SELF ALIGNING<>23034 CCK / C3 / W33
63 | A072020050020085 | BEARING & SLEEVE<>METRIC<>SPHERICAL ROLLER<>SELF ALIGNING<>23144 CCK / C3 / W33
64 | A072020050020100 | BEARING & SLEEVE<>METRIC<>SPHERICAL ROLLER<>SELF ALIGNING<>22224 CCK / W33
65 | A072020050020102 | BEARING & SLEEVE<>METRIC<>SPHERICAL ROLLER<>SELF ALIGNING<>22311 E
66 | A072020050020123 | BEARING & SLEEVE<>METRIC<>SPHERICAL ROLLER<>SELF ALIGNING<>22226 CCK / W33
67 | A072020050020130 | BEARING & SLEEVE<>METRIC<>SPHERICAL ROLLER<>SELF ALIGNING<>22218 CCK / C3 / W33
68 | A072020050020144 | BEARING & SLEEVE<>METRIC<>SPHERICAL ROLLER<>SELF ALIGNING<>23152 CCK / C3 / W33
69 | A072020050020206 | BEARING & SLEEVE<>METRIC<>SPHERICAL ROLLER<>SELF ALIGNING<>23024 CCK / C3 / W33
70 | A072020050020208 | BEARING & SLEEVE<>METRIC<>SPHERICAL ROLLER<>SELF ALIGNING<>23028 E
71 | A072020050020209 | BEARING & SLEEVE<>METRIC<>SPHERICAL ROLLER<>SELF ALIGNING<>23030 CCK / C3 / W33
72 | A072020050020243 | BEARING & SLEEVE<>METRIC<>SPHERICAL ROLLER<>SELF ALIGNING<>22224 CC
73 | A072020050020294 | BEARING & SLEEVE<>METRIC<>SPHERICAL ROLLER<>SELF ALIGNING<>23028 CCK / W33
74 | A072020050020302 | BEARING & SLEEVE<>METRIC<>SPHERICAL ROLLER<>SELF ALIGNING<>23032 CCK / W33
75 | A072020060010012 | BEARING & SLEEVE<>METRIC<>TAPER ROLLER<>SINGLE ROW<>30214 J2 / Q
76 | A072020060010028 | BEARING & SLEEVE<>METRIC<>TAPER ROLLER<>SINGLE ROW<>30315 J2
77 | A072020060010032 | BEARING & SLEEVE<>METRIC<>TAPER ROLLER<>SINGLE ROW<>31305 J2
78 | A072020060010035 | BEARING & SLEEVE<>METRIC<>TAPER ROLLER<>SINGLE ROW<>31324 X J2
79 | A072020060010054 | BEARING & SLEEVE<>METRIC<>TAPER ROLLER<>SINGLE ROW<>32309 J2 / Q
80 | A072020060010055 | BEARING & SLEEVE<>METRIC<>TAPER ROLLER<>SINGLE ROW<>32310 J2 / Q
81 | A072020060010097 | BEARING & SLEEVE<>METRIC<>TAPER ROLLER<>SINGLE ROW<>T-624
82 | A072020060010125 | BEARING & SLEEVE<>METRIC<>TAPER ROLLER<>SINGLE ROW<>32214
83 | A072020060010134 | BEARING & SLEEVE<>METRIC<>TAPER ROLLER<>SINGLE ROW<>30216 J2
84 | A072020070020037 | BEARING & SLEEVE<>METRIC<>Y TYPE<>BEARING WITH HOUSING<>UCP-218
85 | A072020090010001 | BEARING & SLEEVE<>METRIC<>LINEAR MOTION BEARING<>LMB<>406080
86 | A072020100010002 | BEARING & SLEEVE<>METRIC<>RADIAL BALL<>SINGLE ROW DEEP GROOVE<>6205 ZZ
87 | A072010010030005 | BEARING & SLEEVE<>BRITISH<>TAPER ROLLER<>THRUST CONE<>E 33528
88 | A072010010020005 | BEARING & SLEEVE<>BRITISH<>TAPER ROLLER<>THRUST<>T-811
89 | A072010010040005 | BEARING & SLEEVE<>BRITISH<>TAPER ROLLER<>SINGLE ROW CUP AND CONE<>H 242649 / H 242610
90 | A072010010040006 | BEARING & SLEEVE<>BRITISH<>TAPER ROLLER<>SINGLE ROW CUP AND CONE<>HH 437549 / HH 437510
91 | A072010010040009 | BEARING & SLEEVE<>BRITISH<>TAPER ROLLER<>SINGLE ROW CUP AND CONE<>HH 249949 / HH 249910 CD WITH SPACER 249910 XB SET (SET OF 2 BEARINGS WITH ONE SPACER)
92 | A072010010040010 | BEARING & SLEEVE<>BRITISH<>TAPER ROLLER<>SINGLE ROW CUP AND CONE<>EE 350750 / 351687
93 | A072010010040028 | BEARING & SLEEVE<>BRITISH<>TAPER ROLLER<>SINGLE ROW CUP AND CONE<>95500 / 95925
94 | A072010010040031 | BEARING & SLEEVE<>BRITISH<>TAPER ROLLER<>SINGLE ROW CUP AND CONE<>749A / 742D
95 | A072010010040033 | BEARING & SLEEVE<>BRITISH<>TAPER ROLLER<>SINGLE ROW CUP AND CONE<>HM 813844 / HM 813810
96 | A072010010040052 | BEARING & SLEEVE<>BRITISH<>TAPER ROLLER<>SINGLE ROW CUP AND CONE<>44348 / 44150
97 | A072010010040061 | BEARING & SLEEVE<>BRITISH<>TAPER ROLLER<>SINGLE ROW CUP AND CONE<>HH953749 / HH953710 WITH HH953705 PINNED ROLLER CAGE
98 | A072010010040062 | BEARING & SLEEVE<>BRITISH<>TAPER ROLLER<>SINGLE ROW CUP AND CONE<>HH255149D / HH255110 WITH SPACER HH255110 ES SET (SET OF 2 BEARING WITH ONE SPACER)
99 | A072010010040063 | BEARING & SLEEVE<>BRITISH<>TAPER ROLLER<>SINGLE ROW CUP AND CONE<>98350 / 98788 D
100 | A072010010040064 | BEARING & SLEEVE<>BRITISH<>TAPER ROLLER<>SINGLE ROW CUP AND CONE<>HH 221430 / HH 221410
101 | A072010010050002 | BEARING & SLEEVE<>BRITISH<>TAPER ROLLER<>DOUBLE ROW<>SET OF 2 BRG CONSISTING OF 110 TDI 491 CC 1484 H7 AND 100 TSS 456 FB 1483 ONE EACH
102 | A072010010050003 | BEARING & SLEEVE<>BRITISH<>TAPER ROLLER<>DOUBLE ROW<>98400 / 98789 D ASSY WITH SPACERS X1S 98400
103 | A072010010050004 | BEARING & SLEEVE<>BRITISH<>TAPER ROLLER<>DOUBLE ROW<>82680 X / 82620 D ASSY WITH SPACER X1S 82680 X
104 | A072010010050005 | BEARING & SLEEVE<>BRITISH<>TAPER ROLLER<>DOUBLE ROW<>98400 / 98700 D
105 | A072010020010019 | BEARING & SLEEVE<>BRITISH<>CYLINDRICAL ROLLER<>SINGLE ROW<>220-RU-03R3
106 | A072020010040001 | BEARING & SLEEVE<>METRIC<>BALL<>DOUBLE ROW DEEP GROOVE<>4208 ATN9
107 | A072020010040005 | BEARING & SLEEVE<>METRIC<>BALL<>DOUBLE ROW DEEP GROOVE<>4308 ATN9
108 | A072020010070003 | BEARING & SLEEVE<>METRIC<>BALL<>SELF ALIGNING DOUBLE ROW<>1202 ETN9
109 | A072020010070024 | BEARING & SLEEVE<>METRIC<>BALL<>SELF ALIGNING DOUBLE ROW<>2211 EKP
110 | A072020010070045 | BEARING & SLEEVE<>METRIC<>BALL<>SELF ALIGNING DOUBLE ROW<>1207 EKTN9
111 | A072020010070055 | BEARING & SLEEVE<>METRIC<>BALL<>SELF ALIGNING DOUBLE ROW<>2214 ETN9
112 | A072020010070056 | BEARING & SLEEVE<>METRIC<>BALL<>SELF ALIGNING DOUBLE ROW<>2307 ETN9
113 | A072020010070057 | BEARING & SLEEVE<>METRIC<>BALL<>SELF ALIGNING DOUBLE ROW<>2308 ETN9
114 | A072020010070077 | BEARING & SLEEVE<>METRIC<>BALL<>SELF ALIGNING DOUBLE ROW<>2217
115 | A072020010080008 | BEARING & SLEEVE<>METRIC<>BALL<>SINGLE ROW ANGULAR CONTACT<>7307 BMP-UA
116 | A072020010090036 | BEARING & SLEEVE<>METRIC<>BALL<>SINGLE ROW DEEP GROOVE<>6305 C3 DIN 625
117 | A072020010090044 | BEARING & SLEEVE<>METRIC<>BALL<>SINGLE ROW DEEP GROOVE<>6309 C3 DIN 625
118 | A072020010090045 | BEARING & SLEEVE<>METRIC<>BALL<>SINGLE ROW DEEP GROOVE<>6310 ZNRC3
119 | A072020010090112 | BEARING & SLEEVE<>METRIC<>BALL<>SINGLE ROW DEEP GROOVE<>6208 2RS1
120 | A072020010090142 | BEARING & SLEEVE<>METRIC<>BALL<>SINGLE ROW DEEP GROOVE<>6236 MC3
121 | A072020010090165 | BEARING & SLEEVE<>METRIC<>BALL<>SINGLE ROW DEEP GROOVE<>6306 Z
122 | A072020010090168 | BEARING & SLEEVE<>METRIC<>BALL<>SINGLE ROW DEEP GROOVE<>6307 C3
123 | A072020010090226 | BEARING & SLEEVE<>METRIC<>BALL<>SINGLE ROW DEEP GROOVE<>6326 MC3
124 | A072020010090255 | BEARING & SLEEVE<>METRIC<>BALL<>SINGLE ROW DEEP GROOVE<>6208 2ZC3
125 | A072020010090340 | BEARING & SLEEVE<>METRIC<>BALL<>SINGLE ROW DEEP GROOVE<>313 NR
126 | A072020010090350 | BEARING & SLEEVE<>METRIC<>BALL<>SINGLE ROW DEEP GROOVE<>6413 C3
127 | A072020010090386 | BEARING & SLEEVE<>METRIC<>BALL<>SINGLE ROW DEEP GROOVE<>16007
128 | A072020010090394 | BEARING & SLEEVE<>METRIC<>BALL<>SINGLE ROW DEEP GROOVE<>6009 2ZR
129 | A072020010090395 | BEARING & SLEEVE<>METRIC<>BALL<>SINGLE ROW DEEP GROOVE<>6009 ZR
130 | A072020010090396 | BEARING & SLEEVE<>METRIC<>BALL<>SINGLE ROW DEEP GROOVE<>6203 2ZR
131 | A072020010090403 | BEARING & SLEEVE<>METRIC<>BALL<>SINGLE ROW DEEP GROOVE<>6211 ZR
132 | A072020010090406 | BEARING & SLEEVE<>METRIC<>BALL<>SINGLE ROW DEEP GROOVE<>6218 2ZR
133 | A072020010090428 | BEARING & SLEEVE<>METRIC<>BALL<>SINGLE ROW DEEP GROOVE<>6026 ZZ / C4
134 | A072020010090456 | BEARING & SLEEVE<>METRIC<>BALL<>SINGLE ROW DEEP GROOVE<>6328 M
135 | A072020010090463 | BEARING & SLEEVE<>METRIC<>BALL<>SINGLE ROW DEEP GROOVE<>6208 2ZR
136 | A072020010090480 | BEARING & SLEEVE<>METRIC<>BALL<>SINGLE ROW DEEP GROOVE<>6004 C3
137 | A072020010090504 | BEARING & SLEEVE<>METRIC<>BALL<>SINGLE ROW DEEP GROOVE<>6302 ZZC3
138 | A072020010090524 | BEARING & SLEEVE<>METRIC<>BALL<>SINGLE ROW DEEP GROOVE<>6313 M / C3
139 | A072020010090527 | BEARING & SLEEVE<>METRIC<>BALL<>SINGLE ROW DEEP GROOVE<>6315 2Z
140 | A072020010090535 | BEARING & SLEEVE<>METRIC<>BALL<>SINGLE ROW DEEP GROOVE<>6212 2ZR
141 | A072020010090642 | BEARING & SLEEVE<>METRIC<>BALL<>SINGLE ROW DEEP GROOVE<>6040 C3
142 | A072020010090645 | BEARING & SLEEVE<>METRIC<>BALL<>SINGLE ROW DEEP GROOVE<>6205 Z C3
143 | A072020010090653 | BEARING & SLEEVE<>METRIC<>BALL<>SINGLE ROW DEEP GROOVE<>6311 ZZ C3
144 | A072020010090657 | BEARING & SLEEVE<>METRIC<>BALL<>SINGLE ROW DEEP GROOVE<>6313 ZZ C3
145 | A072020010090658 | BEARING & SLEEVE<>METRIC<>BALL<>SINGLE ROW DEEP GROOVE<>6315 ZZ
146 | A072020010090660 | BEARING & SLEEVE<>METRIC<>BALL<>SINGLE ROW DEEP GROOVE<>6322 M C3 VL0241
147 | A072020010100057 | BEARING & SLEEVE<>METRIC<>BALL<>THRUST<>541126
148 | A072020010110008 | BEARING & SLEEVE<>METRIC<>BALL<>SINGLE ROW DEEP GROOVE<>6205 C3
149 | A072020020010018 | BEARING & SLEEVE<>METRIC<>CYLINDRICAL ROLLER<>N TYPE<>N 324 ECM
150 | A072020020010032 | BEARING & SLEEVE<>METRIC<>CYLINDRICAL ROLLER<>N TYPE<>N 211 ECP
151 | A072020020010045 | BEARING & SLEEVE<>METRIC<>CYLINDRICAL ROLLER<>N TYPE<>N 318 ECP / C3
152 | A072020020010069 | BEARING & SLEEVE<>METRIC<>CYLINDRICAL ROLLER<>N TYPE<>N 321
153 | A072020020020003 | BEARING & SLEEVE<>METRIC<>CYLINDRICAL ROLLER<>NCF TYPE<>NCF 2960 V
154 | A072020020050029 | BEARING & SLEEVE<>METRIC<>CYLINDRICAL ROLLER<>NU TYPE<>NU 2205 ECP
155 | A072020020050031 | BEARING & SLEEVE<>METRIC<>CYLINDRICAL ROLLER<>NU TYPE<>NU 2226 ECJ
156 | A072020020050032 | BEARING & SLEEVE<>METRIC<>CYLINDRICAL ROLLER<>NU TYPE<>NU 2248 ECMC3
157 | A072020020050034 | BEARING & SLEEVE<>METRIC<>CYLINDRICAL ROLLER<>NU TYPE<>NU 2318 ECJC3
158 | A072020020050043 | BEARING & SLEEVE<>METRIC<>CYLINDRICAL ROLLER<>NU TYPE<>NU 314 ECJ
159 | A072020020050097 | BEARING & SLEEVE<>METRIC<>CYLINDRICAL ROLLER<>NU TYPE<>NU 5256
160 | A072020020050102 | BEARING & SLEEVE<>METRIC<>CYLINDRICAL ROLLER<>NU TYPE<>BC1B 316548
161 | A072020020050108 | BEARING & SLEEVE<>METRIC<>CYLINDRICAL ROLLER<>NU TYPE<>NU 5240 / 548408
162 | A072020020050110 | BEARING & SLEEVE<>METRIC<>CYLINDRICAL ROLLER<>NU TYPE<>NU 226 M
163 | A072020020050155 | BEARING & SLEEVE<>METRIC<>CYLINDRICAL ROLLER<>NU TYPE<>NU 1026 C3
164 | A072020020050157 | BEARING & SLEEVE<>METRIC<>CYLINDRICAL ROLLER<>NU TYPE<>NU 314 ECJ / C3
165 | A072020020050163 | BEARING & SLEEVE<>METRIC<>CYLINDRICAL ROLLER<>NU TYPE<>NU 207 ECKP / C3
166 | A072020020050164 | BEARING & SLEEVE<>METRIC<>CYLINDRICAL ROLLER<>NU TYPE<>NU 207 ECP / C3
167 | A072020020050179 | BEARING & SLEEVE<>METRIC<>CYLINDRICAL ROLLER<>NU TYPE<>NU 332 ECMA / C3
168 | A072020020050183 | BEARING & SLEEVE<>METRIC<>CYLINDRICAL ROLLER<>NU TYPE<>NU 220
169 | A072020020050188 | BEARING & SLEEVE<>METRIC<>CYLINDRICAL ROLLER<>NU TYPE<>NU 226E M1 C3
170 | A072020020050202 | BEARING & SLEEVE<>METRIC<>CYLINDRICAL ROLLER<>NU TYPE<>NU 226
171 | A072020020050226 | BEARING & SLEEVE<>METRIC<>CYLINDRICAL ROLLER<>NU TYPE<>MA 6207 TB LINK
172 | A072020020050235 | BEARING & SLEEVE<>METRIC<>CYLINDRICAL ROLLER<>NU TYPE<>NU 230 EM1
173 | A072020020050239 | BEARING & SLEEVE<>METRIC<>CYLINDRICAL ROLLER<>NU TYPE<>NU 315 EM1 C3
174 | A072020020050252 | BEARING & SLEEVE<>METRIC<>CYLINDRICAL ROLLER<>NU TYPE<>NU 315
175 | A072020020050256 | BEARING & SLEEVE<>METRIC<>CYLINDRICAL ROLLER<>NU TYPE<>NU 415
176 | A072020020050347 | BEARING & SLEEVE<>METRIC<>CYLINDRICAL ROLLER<>NU TYPE<>NU 319 C3
177 | A072020020060001 | BEARING & SLEEVE<>METRIC<>CYLINDRICAL ROLLER<>NUP TYPE<>NUP 226 ECJ
178 | A072020020060002 | BEARING & SLEEVE<>METRIC<>CYLINDRICAL ROLLER<>NUP TYPE<>NUP 2308 ECP
179 | A072020020060007 | BEARING & SLEEVE<>METRIC<>CYLINDRICAL ROLLER<>NUP TYPE<>NUP 2313
180 | A072020020130002 | BEARING & SLEEVE<>METRIC<>CYLINDRICAL ROLLER<>SPLIT TYPE<>01 B 80 MM GR
181 | A072020020130008 | BEARING & SLEEVE<>METRIC<>CYLINDRICAL ROLLER<>SPLIT TYPE<>02 B 150 MM GR
182 | A072020020160001 | BEARING & SLEEVE<>METRIC<>CYLINDRICAL ROLLER<>TORRINGTON<>165-RIN-696-BA
183 | A072020020160002 | BEARING & SLEEVE<>METRIC<>CYLINDRICAL ROLLER<>TORRINGTON<>185-RIN-696-BA
184 | A072020030020009 | BEARING & SLEEVE<>METRIC<>NEEDLE ROLLER<>NEEDLE ROLLER<>4024110
185 | A072020050010004 | BEARING & SLEEVE<>METRIC<>SPHERICAL ROLLER<>ZZZ SCRAPPED<>22309 CC / C3 W33
186 | A072020050010006 | BEARING & SLEEVE<>METRIC<>SPHERICAL ROLLER<>ZZZ SCRAPPED<>22318 E
187 | A072020050020012 | BEARING & SLEEVE<>METRIC<>SPHERICAL ROLLER<>SELF ALIGNING<>22213 E
188 | A072020050020016 | BEARING & SLEEVE<>METRIC<>SPHERICAL ROLLER<>SELF ALIGNING<>22214 CC / C3 / W33
189 | A072020050020023 | BEARING & SLEEVE<>METRIC<>SPHERICAL ROLLER<>SELF ALIGNING<>22218 CC / C3 / W33
190 | A072020050020035 | BEARING & SLEEVE<>METRIC<>SPHERICAL ROLLER<>SELF ALIGNING<>22226 CC / C3 / W33
191 | A072020050020047 | BEARING & SLEEVE<>METRIC<>SPHERICAL ROLLER<>SELF ALIGNING<>22240 CC / W33
192 | A072020050020057 | BEARING & SLEEVE<>METRIC<>SPHERICAL ROLLER<>SELF ALIGNING<>22317 CC / W33
193 | A072020050020066 | BEARING & SLEEVE<>METRIC<>SPHERICAL ROLLER<>SELF ALIGNING<>22330 CC / C3 / W33
194 | A072020050020075 | BEARING & SLEEVE<>METRIC<>SPHERICAL ROLLER<>SELF ALIGNING<>23060 CC / W33
195 | A072020050020076 | BEARING & SLEEVE<>METRIC<>SPHERICAL ROLLER<>SELF ALIGNING<>23060 CCK / C3 / W33
196 | A072020050020077 | BEARING & SLEEVE<>METRIC<>SPHERICAL ROLLER<>SELF ALIGNING<>23064 CC / W33
197 | A072020050020078 | BEARING & SLEEVE<>METRIC<>SPHERICAL ROLLER<>SELF ALIGNING<>23068 CC / W33
198 | A072020050020079 | BEARING & SLEEVE<>METRIC<>SPHERICAL ROLLER<>SELF ALIGNING<>23080 CC / W33
199 | A072020050020081 | BEARING & SLEEVE<>METRIC<>SPHERICAL ROLLER<>SELF ALIGNING<>23132 CC / W33
200 | A072020050020087 | BEARING & SLEEVE<>METRIC<>SPHERICAL ROLLER<>SELF ALIGNING<>23152 CC / W33
201 | A072020050020088 | BEARING & SLEEVE<>METRIC<>SPHERICAL ROLLER<>SELF ALIGNING<>23160 CC / W33
202 | A072020050020092 | BEARING & SLEEVE<>METRIC<>SPHERICAL ROLLER<>SELF ALIGNING<>23222 CC / W33
203 | A072020050020093 | BEARING & SLEEVE<>METRIC<>SPHERICAL ROLLER<>SELF ALIGNING<>23226 CC / W33
204 | A072020050020094 | BEARING & SLEEVE<>METRIC<>SPHERICAL ROLLER<>SELF ALIGNING<>23248 CC / W33
205 | A072020050020095 | BEARING & SLEEVE<>METRIC<>SPHERICAL ROLLER<>SELF ALIGNING<>24030 CC / W33
206 | A072020050020099 | BEARING & SLEEVE<>METRIC<>SPHERICAL ROLLER<>SELF ALIGNING<>22222 CC / C3 / W33
207 | A072030010010012 | BEARING & SLEEVE<>LOCK ELEMENT<>LOCK NUT<>SERIES KM<>KM 19
208 | A072030010010017 | BEARING & SLEEVE<>LOCK ELEMENT<>LOCK NUT<>SERIES KM<>KM 23
209 | A072030010010018 | BEARING & SLEEVE<>LOCK ELEMENT<>LOCK NUT<>SERIES KM<>KM 24
210 | A072030010010022 | BEARING & SLEEVE<>LOCK ELEMENT<>LOCK NUT<>SERIES KM<>KM 28
211 | A072020050020189 | BEARING & SLEEVE<>METRIC<>SPHERICAL ROLLER<>SELF ALIGNING<>22318 E
212 | A072020010090668 | BEARING & SLEEVE<>METRIC<>BALL<>SINGLE ROW DEEP GROOVE<>16040
213 | A072020180010001 | BEARING & SLEEVE<>METRIC<>TAPERED ROLLER<>DOUBLE ROW<>5E-CRD-8055D0CS995PX1
214 | A072020020070003 | BEARING & SLEEVE<>METRIC<>CYLINDRICAL ROLLER<>RNU TYPE<>RNU8012CS310PX1+TKZ0662
215 | A072020010050009 | BEARING & SLEEVE<>METRIC<>BALL<>FOUR POINT CONTACT<>SE20002CS690PX1
216 | A072020010190001 | BEARING & SLEEVE<>METRIC<>BALL<>DEEP GROOVE<>SC20003CS370
217 | A072020150010001 | BEARING & SLEEVE<>METRIC<>RADIAL<>BALL<>970
218 | A072020010080165 | BEARING & SLEEVE<>METRIC<>BALL<>SINGLE ROW ANGULAR CONTACT<>BEARING 7306 B
219 | A072020010090665 | BEARING & SLEEVE<>METRIC<>BALL<>SINGLE ROW DEEP GROOVE<>BEARING 6304 C
220 | A072020060010248 | BEARING & SLEEVE<>METRIC<>TAPER ROLLER<>SINGLE ROW<>BEARING 32310 A
221 | A072020060010249 | BEARING & SLEEVE<>METRIC<>TAPER ROLLER<>SINGLE ROW<>BEARING 32311 A
222 | A072020010090666 | BEARING & SLEEVE<>METRIC<>BALL<>SINGLE ROW DEEP GROOVE<>BEARING 6311 2RSR
223 | A072020010210002 | BEARING & SLEEVE<>METRIC<>BALL<>SINGLE ROW<>BEARING YEL 209 2F
224 | A072020010200001 | BEARING & SLEEVE<>METRIC<>BALL<>FLANGE MOUNT<>BEARING FY 45 TF
225 | A072020020050169 | BEARING & SLEEVE<>METRIC<>CYLINDRICAL ROLLER<>NU TYPE<>NU 215 ECJ/C3
226 | A072010010040032 | BEARING & SLEEVE<>BRITISH<>TAPER ROLLER<>SINGLE ROW CUP AND CONE<>9285 / 9220
227 | A072010010040045 | BEARING & SLEEVE<>BRITISH<>TAPER ROLLER<>SINGLE ROW CUP AND CONE<>65500 / 65200
228 | A072020050020210 | BEARING & SLEEVE<>METRIC<>SPHERICAL ROLLER<>SELF ALIGNING<>23032 CCK / C3 / W33
229 | A072020050020116 | BEARING & SLEEVE<>METRIC<>SPHERICAL ROLLER<>SELF ALIGNING<>22232 CCK / W33
230 | A072020050020117 | BEARING & SLEEVE<>METRIC<>SPHERICAL ROLLER<>SELF ALIGNING<>22236 CCK / W33
231 | A072020050020129 | BEARING & SLEEVE<>METRIC<>SPHERICAL ROLLER<>SELF ALIGNING<>23128 CCK / W33
232 | A072020050020155 | BEARING & SLEEVE<>METRIC<>SPHERICAL ROLLER<>SELF ALIGNING<>23052 CCK / W33
233 | A072020050020162 | BEARING & SLEEVE<>METRIC<>SPHERICAL ROLLER<>SELF ALIGNING<>23268 CAK / W33
234 | A072020050020211 | BEARING & SLEEVE<>METRIC<>SPHERICAL ROLLER<>SELF ALIGNING<>23040 K
235 | A072020050020219 | BEARING & SLEEVE<>METRIC<>SPHERICAL ROLLER<>SELF ALIGNING<>23032 CC / W33
236 | A072020050020221 | BEARING & SLEEVE<>METRIC<>SPHERICAL ROLLER<>SELF ALIGNING<>23060 CCK / W33
237 | A072020050020236 | BEARING & SLEEVE<>METRIC<>SPHERICAL ROLLER<>SELF ALIGNING<>22207 CC
238 | A072020050020239 | BEARING & SLEEVE<>METRIC<>SPHERICAL ROLLER<>SELF ALIGNING<>22216 CC
239 | A072020050020240 | BEARING & SLEEVE<>METRIC<>SPHERICAL ROLLER<>SELF ALIGNING<>22218 CC
240 | A072020050020247 | BEARING & SLEEVE<>METRIC<>SPHERICAL ROLLER<>SELF ALIGNING<>22232 CC
241 | A072020050020259 | BEARING & SLEEVE<>METRIC<>SPHERICAL ROLLER<>SELF ALIGNING<>22356 BKMB
242 | A072020050020261 | BEARING & SLEEVE<>METRIC<>SPHERICAL ROLLER<>SELF ALIGNING<>23038 BKD1
243 | A072020050020264 | BEARING & SLEEVE<>METRIC<>SPHERICAL ROLLER<>SELF ALIGNING<>23226 CC
244 | A072020050020293 | BEARING & SLEEVE<>METRIC<>SPHERICAL ROLLER<>SELF ALIGNING<>23026 CCK / W33
245 | A072020050020297 | BEARING & SLEEVE<>METRIC<>SPHERICAL ROLLER<>SELF ALIGNING<>23030 CCK / W33
246 | A072020050020321 | BEARING & SLEEVE<>METRIC<>SPHERICAL ROLLER<>SELF ALIGNING<>23036 K
247 | A072020050020323 | BEARING & SLEEVE<>METRIC<>SPHERICAL ROLLER<>SELF ALIGNING<>23138 CCK / W33
248 | A072020050020384 | BEARING & SLEEVE<>METRIC<>SPHERICAL ROLLER<>SELF ALIGNING<>CRIC BRG 22236 CC / W33
249 | A072020050030014 | BEARING & SLEEVE<>METRIC<>SPHERICAL ROLLER<>THRUST<>29480 JED
250 | A072020050030020 | BEARING & SLEEVE<>METRIC<>SPHERICAL ROLLER<>THRUST<>454761
251 | A072020050030027 | BEARING & SLEEVE<>METRIC<>SPHERICAL ROLLER<>THRUST<>541358 A FAG
252 | A072020050030028 | BEARING & SLEEVE<>METRIC<>SPHERICAL ROLLER<>THRUST<>352025 E+2RD454761
253 | A072020050030033 | BEARING & SLEEVE<>METRIC<>SPHERICAL ROLLER<>THRUST<>PX-15
254 | A072020050030036 | BEARING & SLEEVE<>METRIC<>SPHERICAL ROLLER<>THRUST<>PX- 10
255 | A072020050030041 | BEARING & SLEEVE<>METRIC<>SPHERICAL ROLLER<>THRUST<>29438 E+2 RD -243360 E / A-46 (PAIR ) SKF
256 | A072020050030042 | BEARING & SLEEVE<>METRIC<>SPHERICAL ROLLER<>THRUST<>PX-11
257 | A072020050030043 | BEARING & SLEEVE<>METRIC<>SPHERICAL ROLLER<>THRUST<>PX-13
258 | A072020050030044 | BEARING & SLEEVE<>METRIC<>SPHERICAL ROLLER<>THRUST<>PX-17
259 | A072020050030045 | BEARING & SLEEVE<>METRIC<>SPHERICAL ROLLER<>THRUST<>PX-18
260 | A072020050030047 | BEARING & SLEEVE<>METRIC<>SPHERICAL ROLLER<>THRUST<>PX-8
261 | A072020050040012 | BEARING & SLEEVES<>METRIC<>SPHERICAL ROLLER<>STEEL ON STEEL<>GE-120-ES-2RS
262 | A072020060010011 | BEARING & SLEEVE<>METRIC<>TAPER ROLLER<>SINGLE ROW<>30210 J2 / Q
263 | A072020060010013 | BEARING & SLEEVE<>METRIC<>TAPER ROLLER<>SINGLE ROW<>30218 J2
264 | A072020060010022 | BEARING & SLEEVE<>METRIC<>TAPER ROLLER<>SINGLE ROW<>30308 J2 / Q
265 | A072020060010027 | BEARING & SLEEVE<>METRIC<>TAPER ROLLER<>SINGLE ROW<>30314 J2 / Q
266 | A072020060010034 | BEARING & SLEEVE<>METRIC<>TAPER ROLLER<>SINGLE ROW<>31317 J2
267 | A072020060010050 | BEARING & SLEEVE<>METRIC<>TAPER ROLLER<>SINGLE ROW<>32217 J2 / Q
268 | A072020060010051 | BEARING & SLEEVE<>METRIC<>TAPER ROLLER<>SINGLE ROW<>32232 J2
269 | A072020060010084 | BEARING & SLEEVE<>METRIC<>TAPER ROLLER<>SINGLE ROW<>31313 A.A.80.120.N11CA
270 | A072020060010096 | BEARING & SLEEVE<>METRIC<>TAPER ROLLER<>SINGLE ROW<>514560
271 | A072020060010099 | BEARING & SLEEVE<>METRIC<>TAPER ROLLER<>SINGLE ROW<>31305 A.A.50.90.N11CA
272 | A072020060010101 | BEARING & SLEEVE<>METRIC<>TAPER ROLLER<>SINGLE ROW<>31308 J2 / Q
273 | A072020060010155 | BEARING & SLEEVE<>METRIC<>TAPER ROLLER<>SINGLE ROW<>32308
274 | A072020060010170 | BEARING & SLEEVE<>METRIC<>TAPER ROLLER<>SINGLE ROW<>31307 J2
275 | A072020060010176 | BEARING & SLEEVE<>METRIC<>TAPER ROLLER<>SINGLE ROW<>32036 X
276 | A072020060010177 | BEARING & SLEEVE<>METRIC<>TAPER ROLLER<>SINGLE ROW<>32040 XE
277 | A072020060020001 | BEARING & SLEEVE<>METRIC<>TAPER ROLLER<>THRUST CUP & CONE<>HH 437549 / 10
278 | A072020060020002 | BEARING & SLEEVE<>METRIC<>TAPER ROLLER<>THRUST CUP & CONE<>H 242649 / 10
279 | A072020060020004 | BEARING & SLEEVE<>METRIC<>TAPER ROLLER<>THRUST CUP & CONE<>C 8091C
280 | A072020070020010 | BEARING & SLEEVE<>METRIC<>Y TYPE<>BEARING WITH HOUSING<>UCP 209 112 D1 / SY 1.3 / 4 TF
281 | A072020070020034 | BEARING & SLEEVE<>METRIC<>Y TYPE<>BEARING WITH HOUSING<>UCP 318
282 | A072020010030055 | BEARING & SLEEVE<>METRIC<>BALL<>DOUBLE ROW ANGULAR CONTACT<>3206 C2
283 | A072010010040026 | BEARING & SLEEVE<>BRITISH<>TAPER ROLLER<>SINGLE ROW CUP AND CONE<>71450 D SET OF 02 CONE WITH 01 SPACER 35 X 71450 & BENCH PLAY 0.012 INCH
284 | A072020070020041 | BEARING & SLEEVE<>METRIC<>Y TYPE<>BEARING WITH HOUSING<>UCF 213
285 | A072020020030065 | BEARING & SLEEVE<>METRIC<>CYLINDRICAL ROLLER<>NJ TYPE<>NJ 2320 E
286 | A072020020050258 | BEARING & SLEEVE<>METRIC<>CYLINDRICAL ROLLER<>NU TYPE<>NU224
287 | A072020020030063 | BEARING& SLEEVE<>METRIC<> CYLINDRICAL ROLLER<>NJTYPE<> NJ 2226 EC
288 | A072020020030064 | BEARING& SLEEVE<>METRIC<> CYLINDRICAL ROLLER<>NJTYPE<>NJ 2218 EC
289 | A072020020030067 | BEARING& SLEEVE<>METRIC<> CYLINDRICAL ROLLER<>NJTYPE<>NJ 2320 EM1C3
290 | A072020070020039 | BEARING & SLEEVE<>METRIC<>Y TYPE<>BEARING WITH HOUSING<>209-2F-340 B EXPLORER
291 | A072020050020417 | BEARING & SLEEVE<>METRIC<>SPHERICAL ROLLER<>SELF ALIGNING<>22330 MB H 1518
292 | A072020060030003 | BEARING & SLEEVE<>METRIC<>TAPER ROLLER<>DOUBLE ROW<>431328 WITH BORE SIZE 140 AND OD 300
293 | A072020060030004 | BEARING & SLEEVE<>METRIC<>TAPER ROLLER<>DOUBLE ROW<>432036 WITH BORE SIZE 180 AND OD 280
294 | A072020060020008 | BEARING & SLEEVE<>METRIC<>TAPER ROLLER<>THRUST CUP & CONE<>PAIRED TAPERROLLER BRG WITH SPACER 31324
295 | A072020050020431 | BEARING & SLEEVE<>METRIC<>SPHERICAL ROLLER<>SELF ALIGNING<>SPHERICAL ROLLER BRG 22328 E1 C3 H151B
296 | A072020050020423 | BEARING & SLEEVE<>METRIC<> SPHERICAL ROLLER<>SELF ALIGNING<>24132 C3
297 | A072020050020433 | BEARING & SLEEVE<>METRIC<> SPHERICAL ROLLER<>SELF ALIGNING<>2206 2RS
298 | A072020070010029 | BEARING & SLEEVE<> METRIC<>Y TYPE <> BEARING WITHOUT HOUSING<>BRG MET Y TYPE BRGWOHSG UC- 215
299 | A072020020050236 | BEARING & SLEEVE<>METRIC<>CYLINDRICAL ROLLER<>NU TYPE<>NU 236 EM1
300 | A072020060020009 | BEARING & SLEEVE<>METRIC<>TAPER ROLLER<>THRUST CUP & CONE<>PAIRED TAPERROLLER BRG WITH SPACER 32232

## 18
GROUP-D BEARING
APPROVED VENDORS:
1) SKF INDIA LTD.(VID:51508)
2) SCHAEFFLER INDIA LIMITED.(VID:50460)
3) TIMKEN INDIA LTD. (VID: 51661)
4) AUSTIN ENGG. COMPANY LTD. (VID: 50181)
5) NSK INDIA SALES COMPANY PVT. LTD. (VID: 55007)
6) NATIONAL ENGG. INDUSTRIES LTD. (VID: 50969)
7) NTN BEARING INDIA LTD. (VID: 54505)
SN | ITEM CODE | ITEM DESCRIPTION
1 | A072010010010004 | BEARING & SLEEVE<>BRITISH<>TAPER ROLLER<>LM<>LM 11749 / LM 11710
2 | A072010010030003 | BEARING & SLEEVE<>BRITISH<>TAPER ROLLER<>THRUST CONE<>6535 / 6580 CUP & CONE
3 | A072010010040001 | BEARING & SLEEVE<>BRITISH<>TAPER ROLLER<>SINGLE ROW CUP AND CONE<>46790 / 46720 TS
4 | A072010010040002 | BEARING & SLEEVE<>BRITISH<>TAPER ROLLER<>SINGLE ROW CUP AND CONE<>95500 / 95925 TS
5 | A072010010040003 | BEARING & SLEEVE<>BRITISH<>TAPER ROLLER<>SINGLE ROW CUP AND CONE<>JH 217249 / JH 217210
6 | A072010010040004 | BEARING & SLEEVE<>BRITISH<>TAPER ROLLER<>SINGLE ROW CUP AND CONE<>98400 / 98788 TS
7 | A072010010040007 | BEARING & SLEEVE<>BRITISH<>TAPER ROLLER<>SINGLE ROW CUP AND CONE<>98350 / 98788 TS SET OF 2 BRGS WITH SPACER Y 3S 98788 MATCH ASSY
8 | A072010010040019 | BEARING & SLEEVE<>BRITISH<>TAPER ROLLER<>SINGLE ROW CUP AND CONE<>CRL 24A
9 | A072010010040025 | BEARING & SLEEVE<>BRITISH<>TAPER ROLLER<>SINGLE ROW CUP AND CONE<>KLM 603049 / KLM 603011
10 | A072010010040027 | BEARING & SLEEVE<>BRITISH<>TAPER ROLLER<>SINGLE ROW CUP AND CONE<>46790 / 46720
11 | A072010010040029 | BEARING & SLEEVE<>BRITISH<>TAPER ROLLER<>SINGLE ROW CUP AND CONE<>98350 / 98788
12 | A072010010040030 | BEARING & SLEEVE<>BRITISH<>TAPER ROLLER<>SINGLE ROW CUP AND CONE<>72212 / 72487
13 | A072010010040039 | BEARING & SLEEVE<>BRITISH<>TAPER ROLLER<>SINGLE ROW CUP AND CONE<>749 A / 742 D, 2 CONE 1 CUP WITH SPACER XIS 749 A
14 | A072010010040040 | BEARING & SLEEVE<>BRITISH<>TAPER ROLLER<>SINGLE ROW CUP AND CONE<>6575 / 6530 SET OF 2 CUP 2 CONE WITH SPACER
15 | A072010010040051 | BEARING & SLEEVE<>BRITISH<>TAPER ROLLER<>SINGLE ROW CUP AND CONE<>41286 / 41106
16 | A072010010040058 | BEARING & SLEEVE<>BRITISH<>TAPER ROLLER<>SINGLE ROW CUP AND CONE<>M 12649 / M 12610
17 | A072010010040065 | BEARING & SLEEVE<>BRITISH<>TAPER ROLLER<>SINGLE ROW CUP AND CONE<>HH 221430 / HH 221410 D
18 | A072010010050001 | BEARING & SLEEVE<>BRITISH<>TAPER ROLLER<>DOUBLE ROW<>842 / 834 D WITH SPACER
19 | A072010020010004 | BEARING & SLEEVE<>BRITISH<>CYLINDRICAL ROLLER<>SINGLE ROW<>LRJ 4
20 | A072010020010007 | BEARING & SLEEVE<>BRITISH<>CYLINDRICAL ROLLER<>SINGLE ROW<>CRL 10
21 | A072010020010011 | BEARING & SLEEVE<>BRITISH<>CYLINDRICAL ROLLER<>SINGLE ROW<>LRJ 3
22 | A072010020010018 | BEARING & SLEEVE<>BRITISH<>CYLINDRICAL ROLLER<>SINGLE ROW<>LLRJ 5/8 DES-B
23 | A072010020010020 | BEARING & SLEEVE<>BRITISH<>CYLINDRICAL ROLLER<>SINGLE ROW<>C 8159 A
24 | A072010030010001 | BEARING & SLEEVE<>BRITISH<>BALL<>SINGLE ROW DEEP GROOVE<>RLS 4
25 | A072010030010002 | BEARING & SLEEVE<>BRITISH<>BALL<>SINGLE ROW DEEP GROOVE<>RLS 6
26 | A072010030010012 | BEARING & SLEEVE<>BRITISH<>BALL<>SINGLE ROW DEEP GROOVE<>LS 12-1 / 2 1-3 / 8 INCHX 3 INCH X 11 / 16 INCH
27 | A072010030010013 | BEARING & SLEEVE<>BRITISH<>BALL<>SINGLE ROW DEEP GROOVE<>RLS 14
28 | A072010030010014 | BEARING & SLEEVE<>BRITISH<>BALL<>SINGLE ROW DEEP GROOVE<>RLS 15
29 | A072010030010016 | BEARING & SLEEVE<>BRITISH<>BALL<>SINGLE ROW DEEP GROOVE<>RLS 5
30 | A072010030010017 | BEARING & SLEEVE<>BRITISH<>BALL<>SINGLE ROW DEEP GROOVE<>RLS 24
31 | A072010030010022 | BEARING & SLEEVE<>BRITISH<>BALL<>SINGLE ROW DEEP GROOVE<>RLS 20
32 | A072010030010024 | BEARING & SLEEVE<>BRITISH<>BALL<>SINGLE ROW DEEP GROOVE<>RMS 16
33 | A072010030010042 | BEARING & SLEEVE<>BRITISH<>BALL<>SINGLE ROW DEEP GROOVE<>RLS 7
34 | A072010030010045 | BEARING & SLEEVE<>BRITISH<>BALL<>SINGLE ROW DEEP GROOVE<>RMS 14
35 | A072010030010046 | BEARING & SLEEVE<>BRITISH<>BALL<>SINGLE ROW DEEP GROOVE<>ALS-28
36 | A072010030010047 | BEARING & SLEEVE<>BRITISH<>BALL<>SINGLE ROW DEEP GROOVE<>AMS-22
37 | A072010030010052 | BEARING & SLEEVE<>BRITISH<>BALL<>SINGLE ROW DEEP GROOVE<>R 8Z
38 | A072010030010054 | BEARING & SLEEVE<>BRITISH<>BALL<>SINGLE ROW DEEP GROOVE<>MS 13
39 | A072010030010057 | BEARING & SLEEVE<>BRITISH<>BALL<>SINGLE ROW DEEP GROOVE<>UCP-207
40 | A072010030020001 | BEARING & SLEEVE<>BRITISH<>BALL<>SINGLE ROW ANGULAR CONTACT<>LJT 4
41 | A072010030020002 | BEARING & SLEEVE<>BRITISH<>BALL<>SINGLE ROW ANGULAR CONTACT<>LJT 4 MB
42 | A072010030020003 | BEARING & SLEEVE<>BRITISH<>BALL<>SINGLE ROW ANGULAR CONTACT<>LJT 5
43 | A072010030020004 | BEARING & SLEEVE<>BRITISH<>BALL<>SINGLE ROW ANGULAR CONTACT<>LJT 5 MB
44 | A072010030020007 | BEARING & SLEEVE<>BRITISH<>BALL<>SINGLE ROW ANGULAR CONTACT<>MJT 3 MB
45 | A072010030020009 | BEARING & SLEEVE<>BRITISH<>BALL<>SINGLE ROW ANGULAR CONTACT<>LJT 7 / 8
46 | A072010030020010 | BEARING & SLEEVE<>BRITISH<>BALL<>SINGLE ROW ANGULAR CONTACT<>ALS 10
47 | A072010040010001 | BEARING & SLEEVE<>BRITISH<>Y TYPE<>BEARING HOUSING<>UCX-20
48 | A072010040020003 | BEARING & SLEEVE<>BRITISH<>Y TYPE<>BEARING WITH HOUSING<>UCP 211- 200 D1 (EQ. SY 200-2 INCHES)
49 | A072010040020005 | BEARING & SLEEVE<>BRITISH<>Y TYPE<>BEARING WITH HOUSING<>TU 50 TF
50 | A072010040030002 | BEARING & SLEEVE<>BRITISH<>Y TYPE<>BEARING WITHOUT HOUSING<>UCX 20
51 | A072010040030004 | BEARING & SLEEVE<>BRITISH<>Y TYPE<>BEARING WITHOUT HOUSING<>UCX 18
52 | A072010040030005 | BEARING & SLEEVE<>BRITISH<>Y TYPE<>BEARING WITHOUT HOUSING<>UCFL 216
53 | A072010050010003 | BEARING & SLEEVE<>BRITISH<>NEEDLE ROLLER<>SINGLE ROW<>CR 24
54 | A072020010030002 | BEARING & SLEEVE<>METRIC<>BALL<>DOUBLE ROW ANGULAR CONTACT<>3208 J
55 | A072020010030003 | BEARING & SLEEVE<>METRIC<>BALL<>DOUBLE ROW ANGULAR CONTACT<>3211 J
56 | A072020010030004 | BEARING & SLEEVE<>METRIC<>BALL<>DOUBLE ROW ANGULAR CONTACT<>3212 J
57 | A072020010030013 | BEARING & SLEEVE<>METRIC<>BALL<>DOUBLE ROW ANGULAR CONTACT<>3313 C
58 | A072020010030016 | BEARING & SLEEVE<>METRIC<>BALL<>DOUBLE ROW ANGULAR CONTACT<>3310 A
59 | A072020010030020 | BEARING & SLEEVE<>METRIC<>BALL<>DOUBLE ROW ANGULAR CONTACT<>7212
60 | A072020010030025 | BEARING & SLEEVE<>METRIC<>BALL<>DOUBLE ROW ANGULAR CONTACT<>3205
61 | A072020010030031 | BEARING & SLEEVE<>METRIC<>BALL<>DOUBLE ROW ANGULAR CONTACT<>3306 A-2Z
62 | A072020010030035 | BEARING & SLEEVE<>METRIC<>BALL<>DOUBLE ROW ANGULAR CONTACT<>5306 A
63 | A072020010030036 | BEARING & SLEEVE<>METRIC<>BALL<>DOUBLE ROW ANGULAR CONTACT<>5308 A
64 | A072020010030037 | BEARING & SLEEVE<>METRIC<>BALL<>DOUBLE ROW ANGULAR CONTACT<>5309 CG WITH SNAP RING
65 | A072020010030044 | BEARING & SLEEVE<>METRIC<>BALL<>DOUBLE ROW ANGULAR CONTACT<>3210, DOUBLE ROW ANGULAR CONTACT BEARING
66 | A072020010040008 | BEARING & SLEEVE<>METRIC<>BALL<>DOUBLE ROW DEEP GROOVE<>4303 BTVH
67 | A072020010040010 | BEARING & SLEEVE<>METRIC<>BALL<>DOUBLE ROW DEEP GROOVE<>4307
68 | A072020010070001 | BEARING & SLEEVE<>METRIC<>BALL<>SELF ALIGNING DOUBLE ROW<>1313 EKC3
69 | A072020010070009 | BEARING & SLEEVE<>METRIC<>BALL<>SELF ALIGNING DOUBLE ROW<>1215
70 | A072020010070026 | BEARING & SLEEVE<>METRIC<>BALL<>SELF ALIGNING DOUBLE ROW<>2217 K
71 | A072020010070035 | BEARING & SLEEVE<>METRIC<>BALL<>SELF ALIGNING DOUBLE ROW<>2314 J
72 | A072020010070043 | BEARING & SLEEVE<>METRIC<>BALL<>SELF ALIGNING DOUBLE ROW<>1317 K
73 | A072020010070050 | BEARING & SLEEVE<>METRIC<>BALL<>SELF ALIGNING DOUBLE ROW<>1212
74 | A072020010070053 | BEARING & SLEEVE<>METRIC<>BALL<>SELF ALIGNING DOUBLE ROW<>2311
75 | A072020010070054 | BEARING & SLEEVE<>METRIC<>BALL<>SELF ALIGNING DOUBLE ROW<>2317
76 | A072020010070086 | BEARING & SLEEVE<>METRIC<>BALL<>SELF ALIGNING DOUBLE ROW<>2313
77 | A072020010070103 | BEARING & SLEEVE<>METRIC<>BALL<>SELF ALIGNING DOUBLE ROW<>GR D 2207 EKTN9
78 | A072020010070104 | BEARING & SLEEVE<>METRIC<>BALL<>SELF ALIGNING DOUBLE ROW<>GR D 2306 M
79 | A072020010070105 | BEARING & SLEEVE<>METRIC<>BALL<>SELF ALIGNING DOUBLE ROW<>GR D 2305 M
80 | A072020010080004 | BEARING & SLEEVE<>METRIC<>BALL<>SINGLE ROW ANGULAR CONTACT<>7213 BEP
81 | A072020010080030 | BEARING & SLEEVE<>METRIC<>BALL<>SINGLE ROW ANGULAR CONTACT<>7216 CD
82 | A072020010080034 | BEARING & SLEEVE<>METRIC<>BALL<>SINGLE ROW ANGULAR CONTACT<>7303 BEP
83 | A072020010080036 | BEARING & SLEEVE<>METRIC<>BALL<>SINGLE ROW ANGULAR CONTACT<>7306 BEP
84 | A072020010080047 | BEARING & SLEEVE<>METRIC<>BALL<>SINGLE ROW ANGULAR CONTACT<>7322 BEP
85 | A072020010080065 | BEARING & SLEEVE<>METRIC<>BALL<>SINGLE ROW ANGULAR CONTACT<>7318 BEP
86 | A072020010080068 | BEARING & SLEEVE<>METRIC<>BALL<>SINGLE ROW ANGULAR CONTACT<>7320 BEGAP
87 | A072020010080075 | BEARING & SLEEVE<>METRIC<>BALL<>SINGLE ROW ANGULAR CONTACT<>7320 BMPUO (MATCHED PAIR)
88 | A072020010080076 | BEARING & SLEEVE<>METRIC<>BALL<>SINGLE ROW ANGULAR CONTACT<>7322 BMPUA
89 | A072020010080079 | BEARING & SLEEVE<>METRIC<>BALL<>SINGLE ROW ANGULAR CONTACT<>7215 BECBM
90 | A072020010080080 | BEARING & SLEEVE<>METRIC<>BALL<>SINGLE ROW ANGULAR CONTACT<>7308 BECBM
91 | A072020010080084 | BEARING & SLEEVE<>METRIC<>BALL<>SINGLE ROW ANGULAR CONTACT<>7244 BUA
92 | A072020010080086 | BEARING & SLEEVE<>METRIC<>BALL<>SINGLE ROW ANGULAR CONTACT<>7307 BECBM
93 | A072020010080103 | BEARING & SLEEVE<>METRIC<>BALL<>SINGLE ROW ANGULAR CONTACT<>7309 BTVP
94 | A072020010080112 | BEARING & SLEEVE<>METRIC<>BALL<>SINGLE ROW ANGULAR CONTACT<>7208 BJPUA
95 | A072020010080118 | BEARING & SLEEVE<>METRIC<>BALL<>SINGLE ROW ANGULAR CONTACT<>ALS-7
96 | A072020010080124 | BEARING & SLEEVE<>METRIC<>BALL<>SINGLE ROW ANGULAR CONTACT<>7318 BECBM
97 | A072020010080162 | BEARING & SLEEVE<>METRIC<>BALL<>SINGLE ROW ANGULAR CONTACT<>7224 B
98 | A072020010080174 | BEARING & SLEEVE<>METRIC<>BALL<>SINGLE ROW ANGULAR CONTACT<>GR D 7313 BEP
99 | A072020010080175 | BEARING & SLEEVE<>METRIC<>BALL<>SINGLE ROW ANGULAR CONTACT<>GR D 7307 BECP
100 | A072020010080176 | BEARING & SLEEVE<>METRIC<>BALL<>SINGLE ROW ANGULAR CONTACT<>GR D 7305 BECP
101 | A072020010090003 | BEARING & SLEEVE<>METRIC<>BALL<>SINGLE ROW DEEP GROOVE<>6005
102 | A072020010090006 | BEARING & SLEEVE<>METRIC<>BALL<>SINGLE ROW DEEP GROOVE<>6206
103 | A072020010090008 | BEARING & SLEEVE<>METRIC<>BALL<>SINGLE ROW DEEP GROOVE<>6309
104 | A072020010090014 | BEARING & SLEEVE<>METRIC<>BALL<>SINGLE ROW DEEP GROOVE<>6004 Z
105 | A072020010090016 | BEARING & SLEEVE<>METRIC<>BALL<>SINGLE ROW DEEP GROOVE<>6005 ZZ
106 | A072020010090023 | BEARING & SLEEVE<>METRIC<>BALL<>SINGLE ROW DEEP GROOVE<>6208 2Z
107 | A072020010090028 | BEARING & SLEEVE<>METRIC<>BALL<>SINGLE ROW DEEP GROOVE<>6210 ZC3
108 | A072020010090031 | BEARING & SLEEVE<>METRIC<>BALL<>SINGLE ROW DEEP GROOVE<>6213 Z
109 | A072020010090035 | BEARING & SLEEVE<>METRIC<>BALL<>SINGLE ROW DEEP GROOVE<>6220 C3
110 | A072020010090040 | BEARING & SLEEVE<>METRIC<>BALL<>SINGLE ROW DEEP GROOVE<>6307 2Z
111 | A072020010090041 | BEARING & SLEEVE<>METRIC<>BALL<>SINGLE ROW DEEP GROOVE<>6307 Z C3
112 | A072020010090042 | BEARING & SLEEVE<>METRIC<>BALL<>SINGLE ROW DEEP GROOVE<>6307 2ZC3
113 | A072020010090048 | BEARING & SLEEVE<>METRIC<>BALL<>SINGLE ROW DEEP GROOVE<>6311 C3
114 | A072020010090049 | BEARING & SLEEVE<>METRIC<>BALL<>SINGLE ROW DEEP GROOVE<>6411 C3
115 | A072020010090054 | BEARING & SLEEVE<>METRIC<>BALL<>SINGLE ROW DEEP GROOVE<>6002 2Z
116 | A072020010090055 | BEARING & SLEEVE<>METRIC<>BALL<>SINGLE ROW DEEP GROOVE<>6003 Z
117 | A072020010090068 | BEARING & SLEEVE<>METRIC<>BALL<>SINGLE ROW DEEP GROOVE<>6011
118 | A072020010090078 | BEARING & SLEEVE<>METRIC<>BALL<>SINGLE ROW DEEP GROOVE<>6028
119 | A072020010090079 | BEARING & SLEEVE<>METRIC<>BALL<>SINGLE ROW DEEP GROOVE<>6032
120 | A072020010090082 | BEARING & SLEEVE<>METRIC<>BALL<>SINGLE ROW DEEP GROOVE<>6044 M
121 | A072020010090101 | BEARING & SLEEVE<>METRIC<>BALL<>SINGLE ROW DEEP GROOVE<>6205 ZZ
122 | A072020010090108 | BEARING & SLEEVE<>METRIC<>BALL<>SINGLE ROW DEEP GROOVE<>6207
123 | A072020010090120 | BEARING & SLEEVE<>METRIC<>BALL<>SINGLE ROW DEEP GROOVE<>6211 C3
124 | A072020010090121 | BEARING & SLEEVE<>METRIC<>BALL<>SINGLE ROW DEEP GROOVE<>6212
125 | A072020010090122 | BEARING & SLEEVE<>METRIC<>BALL<>SINGLE ROW DEEP GROOVE<>6212 RS1
126 | A072020010090126 | BEARING & SLEEVE<>METRIC<>BALL<>SINGLE ROW DEEP GROOVE<>6213 C3
127 | A072020010090128 | BEARING & SLEEVE<>METRIC<>BALL<>SINGLE ROW DEEP GROOVE<>6215
128 | A072020010090130 | BEARING & SLEEVE<>METRIC<>BALL<>SINGLE ROW DEEP GROOVE<>6216
129 | A072020010090145 | BEARING & SLEEVE<>METRIC<>BALL<>SINGLE ROW DEEP GROOVE<>627 2Z
130 | A072020010090148 | BEARING & SLEEVE<>METRIC<>BALL<>SINGLE ROW DEEP GROOVE<>6301
131 | A072020010090157 | BEARING & SLEEVE<>METRIC<>BALL<>SINGLE ROW DEEP GROOVE<>6304
132 | A072020010090161 | BEARING & SLEEVE<>METRIC<>BALL<>SINGLE ROW DEEP GROOVE<>6305 RS1
133 | A072020010090164 | BEARING & SLEEVE<>METRIC<>BALL<>SINGLE ROW DEEP GROOVE<>6306
134 | A072020010090166 | BEARING & SLEEVE<>METRIC<>BALL<>SINGLE ROW DEEP GROOVE<>6307
135 | A072020010090169 | BEARING & SLEEVE<>METRIC<>BALL<>SINGLE ROW DEEP GROOVE<>6308 Z
136 | A072020010090170 | BEARING & SLEEVE<>METRIC<>BALL<>SINGLE ROW DEEP GROOVE<>6308 2Z
137 | A072020010090177 | BEARING & SLEEVE<>METRIC<>BALL<>SINGLE ROW DEEP GROOVE<>6309 C3
138 | A072020010090180 | BEARING & SLEEVE<>METRIC<>BALL<>SINGLE ROW DEEP GROOVE<>6312 Z
139 | A072020010090188 | BEARING & SLEEVE<>METRIC<>BALL<>SINGLE ROW DEEP GROOVE<>6315
140 | A072020010090190 | BEARING & SLEEVE<>METRIC<>BALL<>SINGLE ROW DEEP GROOVE<>6316
141 | A072020010090194 | BEARING & SLEEVE<>METRIC<>BALL<>SINGLE ROW DEEP GROOVE<>6318 C3
142 | A072020010090200 | BEARING & SLEEVE<>METRIC<>BALL<>SINGLE ROW DEEP GROOVE<>6322 C3
143 | A072020010090202 | BEARING & SLEEVE<>METRIC<>BALL<>SINGLE ROW DEEP GROOVE<>6326 M
144 | A072020010090205 | BEARING & SLEEVE<>METRIC<>BALL<>SINGLE ROW DEEP GROOVE<>6405
145 | A072020010090217 | BEARING & SLEEVE<>METRIC<>BALL<>SINGLE ROW DEEP GROOVE<>16010
146 | A072020010090218 | BEARING & SLEEVE<>METRIC<>BALL<>SINGLE ROW DEEP GROOVE<>16012
147 | A072020010090219 | BEARING & SLEEVE<>METRIC<>BALL<>SINGLE ROW DEEP GROOVE<>16013
148 | A072020010090228 | BEARING & SLEEVE<>METRIC<>BALL<>SINGLE ROW DEEP GROOVE<>608 Z
149 | A072020010090229 | BEARING & SLEEVE<>METRIC<>BALL<>SINGLE ROW DEEP GROOVE<>6224
150 | A072020010090233 | BEARING & SLEEVE<>METRIC<>BALL<>SINGLE ROW DEEP GROOVE<>EL 9
151 | A072020010090235 | BEARING & SLEEVE<>METRIC<>BALL<>SINGLE ROW DEEP GROOVE<>6211 2RS1
152 | A072020010090242 | BEARING & SLEEVE<>METRIC<>BALL<>SINGLE ROW DEEP GROOVE<>6205 Z
153 | A072020010090245 | BEARING & SLEEVE<>METRIC<>BALL<>SINGLE ROW DEEP GROOVE<>6009 Z
154 | A072020010090247 | BEARING & SLEEVE<>METRIC<>BALL<>SINGLE ROW DEEP GROOVE<>6020
155 | A072020010090248 | BEARING & SLEEVE<>METRIC<>BALL<>SINGLE ROW DEEP GROOVE<>6024
156 | A072020010090250 | BEARING & SLEEVE<>METRIC<>BALL<>SINGLE ROW DEEP GROOVE<>6204 Z
157 | A072020010090252 | BEARING & SLEEVE<>METRIC<>BALL<>SINGLE ROW DEEP GROOVE<>6207 2Z
158 | A072020010090259 | BEARING & SLEEVE<>METRIC<>BALL<>SINGLE ROW DEEP GROOVE<>6211 Z
159 | A072020010090260 | BEARING & SLEEVE<>METRIC<>BALL<>SINGLE ROW DEEP GROOVE<>6211 2Z
160 | A072020010090261 | BEARING & SLEEVE<>METRIC<>BALL<>SINGLE ROW DEEP GROOVE<>6211 2ZC3
161 | A072020010090268 | BEARING & SLEEVE<>METRIC<>BALL<>SINGLE ROW DEEP GROOVE<>6222
162 | A072020010090272 | BEARING & SLEEVE<>METRIC<>BALL<>SINGLE ROW DEEP GROOVE<>6306 2ZC3
163 | A072020010090277 | BEARING & SLEEVE<>METRIC<>BALL<>SINGLE ROW DEEP GROOVE<>6312 2Z
164 | A072020010090278 | BEARING & SLEEVE<>METRIC<>BALL<>SINGLE ROW DEEP GROOVE<>6312 C2
165 | A072020010090280 | BEARING & SLEEVE<>METRIC<>BALL<>SINGLE ROW DEEP GROOVE<>6317
166 | A072020010090281 | BEARING & SLEEVE<>METRIC<>BALL<>SINGLE ROW DEEP GROOVE<>6320
167 | A072020010090287 | BEARING & SLEEVE<>METRIC<>BALL<>SINGLE ROW DEEP GROOVE<>6309 M / C3
168 | A072020010090288 | BEARING & SLEEVE<>METRIC<>BALL<>SINGLE ROW DEEP GROOVE<>6306 VA201
169 | A072020010090290 | BEARING & SLEEVE<>METRIC<>BALL<>SINGLE ROW DEEP GROOVE<>6201 2RSH
170 | A072020010090291 | BEARING & SLEEVE<>METRIC<>BALL<>SINGLE ROW DEEP GROOVE<>6202 RSH
171 | A072020010090292 | BEARING & SLEEVE<>METRIC<>BALL<>SINGLE ROW DEEP GROOVE<>6203 2RSH
172 | A072020010090293 | BEARING & SLEEVE<>METRIC<>BALL<>SINGLE ROW DEEP GROOVE<>6204 2RSH
173 | A072020010090294 | BEARING & SLEEVE<>METRIC<>BALL<>SINGLE ROW DEEP GROOVE<>6206 2ZK / C3
174 | A072020010090295 | BEARING & SLEEVE<>METRIC<>BALL<>SINGLE ROW DEEP GROOVE<>6207 RS1 / C3
175 | A072020010090296 | BEARING & SLEEVE<>METRIC<>BALL<>SINGLE ROW DEEP GROOVE<>6209 RS1 / C3
176 | A072020010090297 | BEARING & SLEEVE<>METRIC<>BALL<>SINGLE ROW DEEP GROOVE<>6305 RS1 / C3
177 | A072020010090298 | BEARING & SLEEVE<>METRIC<>BALL<>SINGLE ROW DEEP GROOVE<>6306 RS1
178 | A072020010090299 | BEARING & SLEEVE<>METRIC<>BALL<>SINGLE ROW DEEP GROOVE<>6308 RS1 / C3
179 | A072020010090300 | BEARING & SLEEVE<>METRIC<>BALL<>SINGLE ROW DEEP GROOVE<>6309 2ZNR
180 | A072020010090303 | BEARING & SLEEVE<>METRIC<>BALL<>SINGLE ROW DEEP GROOVE<>6232 M / C3
181 | A072020010090304 | BEARING & SLEEVE<>METRIC<>BALL<>SINGLE ROW DEEP GROOVE<>6220 Z
182 | A072020010090306 | BEARING & SLEEVE<>METRIC<>BALL<>SINGLE ROW DEEP GROOVE<>6207 2Z R
183 | A072020010090309 | BEARING & SLEEVE<>METRIC<>BALL<>SINGLE ROW DEEP GROOVE<>6316 M
184 | A072020010090311 | BEARING & SLEEVE<>METRIC<>BALL<>SINGLE ROW DEEP GROOVE<>6201 NR
185 | A072020010090312 | BEARING & SLEEVE<>METRIC<>BALL<>SINGLE ROW DEEP GROOVE<>6202 NR / C3
186 | A072020010090313 | BEARING & SLEEVE<>METRIC<>BALL<>SINGLE ROW DEEP GROOVE<>6203 2RSH / C3
187 | A072020010090314 | BEARING & SLEEVE<>METRIC<>BALL<>SINGLE ROW DEEP GROOVE<>6204 2RSH / C3
188 | A072020010090316 | BEARING & SLEEVE<>METRIC<>BALL<>SINGLE ROW DEEP GROOVE<>6205 ZNR
189 | A072020010090317 | BEARING & SLEEVE<>METRIC<>BALL<>SINGLE ROW DEEP GROOVE<>6206 NR
190 | A072020010090318 | BEARING & SLEEVE<>METRIC<>BALL<>SINGLE ROW DEEP GROOVE<>6208 RS1 / C3
191 | A072020010090319 | BEARING & SLEEVE<>METRIC<>BALL<>SINGLE ROW DEEP GROOVE<>6208 2ZNR
192 | A072020010090320 | BEARING & SLEEVE<>METRIC<>BALL<>SINGLE ROW DEEP GROOVE<>6209 N / C3
193 | A072020010090321 | BEARING & SLEEVE<>METRIC<>BALL<>SINGLE ROW DEEP GROOVE<>6210 NR / C3
194 | A072020010090322 | BEARING & SLEEVE<>METRIC<>BALL<>SINGLE ROW DEEP GROOVE<>6212 NR
195 | A072020010090325 | BEARING & SLEEVE<>METRIC<>BALL<>SINGLE ROW DEEP GROOVE<>6304 2RSH
196 | A072020010090326 | BEARING & SLEEVE<>METRIC<>BALL<>SINGLE ROW DEEP GROOVE<>6305 NR / C3
197 | A072020010090327 | BEARING & SLEEVE<>METRIC<>BALL<>SINGLE ROW DEEP GROOVE<>6306 NR / C3
198 | A072020010090328 | BEARING & SLEEVE<>METRIC<>BALL<>SINGLE ROW DEEP GROOVE<>6306 2ZNR
199 | A072020010090330 | BEARING & SLEEVE<>METRIC<>BALL<>SINGLE ROW DEEP GROOVE<>6310 M / C3
200 | A072020010090331 | BEARING & SLEEVE<>METRIC<>BALL<>SINGLE ROW DEEP GROOVE<>6311 NR
201 | A072020010090332 | BEARING & SLEEVE<>METRIC<>BALL<>SINGLE ROW DEEP GROOVE<>6311 2ZNR
202 | A072020010090335 | BEARING & SLEEVE<>METRIC<>BALL<>SINGLE ROW DEEP GROOVE<>6314 NR / C3
203 | A072020010090337 | BEARING & SLEEVE<>METRIC<>BALL<>SINGLE ROW DEEP GROOVE<>6304 ETN9 / C3
204 | A072020010090338 | BEARING & SLEEVE<>METRIC<>BALL<>SINGLE ROW DEEP GROOVE<>6313 NR
205 | A072020010090342 | BEARING & SLEEVE<>METRIC<>BALL<>SINGLE ROW DEEP GROOVE<>16014
206 | A072020010090343 | BEARING & SLEEVE<>METRIC<>BALL<>SINGLE ROW DEEP GROOVE<>6313 Z / NR
207 | A072020010090346 | BEARING & SLEEVE<>METRIC<>BALL<>SINGLE ROW DEEP GROOVE<>6301 C3
208 | A072020010090354 | BEARING & SLEEVE<>METRIC<>BALL<>SINGLE ROW DEEP GROOVE<>6306 2RS1NR
209 | A072020010090356 | BEARING & SLEEVE<>METRIC<>BALL<>SINGLE ROW DEEP GROOVE<>6206 2RS1 / C3
210 | A072020010090357 | BEARING & SLEEVE<>METRIC<>BALL<>SINGLE ROW DEEP GROOVE<>6210 2 HRS
211 | A072020010090359 | BEARING & SLEEVE<>METRIC<>BALL<>SINGLE ROW DEEP GROOVE<>6013
212 | A072020010090360 | BEARING & SLEEVE<>METRIC<>BALL<>SINGLE ROW DEEP GROOVE<>6019
213 | A072020010090363 | BEARING & SLEEVE<>METRIC<>BALL<>SINGLE ROW DEEP GROOVE<>214
214 | A072020010090367 | BEARING & SLEEVE<>METRIC<>BALL<>SINGLE ROW DEEP GROOVE<>6319C3
215 | A072020010090379 | BEARING & SLEEVE<>METRIC<>BALL<>SINGLE ROW DEEP GROOVE<>6206 ZZ / C3
216 | A072020010090381 | BEARING & SLEEVE<>METRIC<>BALL<>SINGLE ROW DEEP GROOVE<>6212 ZZ / C3
217 | A072020010090382 | BEARING & SLEEVE<>METRIC<>BALL<>SINGLE ROW DEEP GROOVE<>6301 ZZ / C3
218 | A072020010090383 | BEARING & SLEEVE<>METRIC<>BALL<>SINGLE ROW DEEP GROOVE<>6314 ZZ / C3
219 | A072020010090384 | BEARING & SLEEVE<>METRIC<>BALL<>SINGLE ROW DEEP GROOVE<>6324 M / C3
220 | A072020010090387 | BEARING & SLEEVE<>METRIC<>BALL<>SINGLE ROW DEEP GROOVE<>6002 2RS
221 | A072020010090388 | BEARING & SLEEVE<>METRIC<>BALL<>SINGLE ROW DEEP GROOVE<>6200 RS
222 | A072020010090391 | BEARING & SLEEVE<>METRIC<>BALL<>SINGLE ROW DEEP GROOVE<>6302 RS
223 | A072020010090392 | BEARING & SLEEVE<>METRIC<>BALL<>SINGLE ROW DEEP GROOVE<>6303 RS
224 | A072020010090397 | BEARING & SLEEVE<>METRIC<>BALL<>SINGLE ROW DEEP GROOVE<>6204 2ZR
225 | A072020010090398 | BEARING & SLEEVE<>METRIC<>BALL<>SINGLE ROW DEEP GROOVE<>6204 RS1
226 | A072020010090400 | BEARING & SLEEVE<>METRIC<>BALL<>SINGLE ROW DEEP GROOVE<>6205 CM
227 | A072020010090401 | BEARING & SLEEVE<>METRIC<>BALL<>SINGLE ROW DEEP GROOVE<>ZZZ DUP 6208 2Z
228 | A072020010090404 | BEARING & SLEEVE<>METRIC<>BALL<>SINGLE ROW DEEP GROOVE<>6212 ZR
229 | A072020010090405 | BEARING & SLEEVE<>METRIC<>BALL<>SINGLE ROW DEEP GROOVE<>6212 ZR-1N
230 | A072020010090410 | BEARING & SLEEVE<>METRIC<>BALL<>SINGLE ROW DEEP GROOVE<>6306ZR
231 | A072020010090411 | BEARING & SLEEVE<>METRIC<>BALL<>SINGLE ROW DEEP GROOVE<>16017
232 | A072020010090416 | BEARING & SLEEVE<>METRIC<>BALL<>SINGLE ROW DEEP GROOVE<>6021
233 | A072020010090419 | BEARING & SLEEVE<>METRIC<>BALL<>SINGLE ROW DEEP GROOVE<>6314 KE
234 | A072020010090432 | BEARING & SLEEVE<>METRIC<>BALL<>SINGLE ROW DEEP GROOVE<>6236 M
235 | A072020010090443 | BEARING & SLEEVE<>METRIC<>BALL<>SINGLE ROW DEEP GROOVE<>626
236 | A072020010090449 | BEARING & SLEEVE<>METRIC<>BALL<>SINGLE ROW DEEP GROOVE<>6208 C2
237 | A072020010090450 | BEARING & SLEEVE<>METRIC<>BALL<>SINGLE ROW DEEP GROOVE<>6303 C2
238 | A072020010090453 | BEARING & SLEEVE<>METRIC<>BALL<>SINGLE ROW DEEP GROOVE<>HCH-607-Z
239 | A072020010090454 | BEARING & SLEEVE<>METRIC<>BALL<>SINGLE ROW DEEP GROOVE<>6200 Z
240 | A072020010090455 | BEARING & SLEEVE<>METRIC<>BALL<>SINGLE ROW DEEP GROOVE<>6204 NR / C3
241 | A072020010090459 | BEARING & SLEEVE<>METRIC<>BALL<>SINGLE ROW DEEP GROOVE<>ND 7220
242 | A072020010090464 | BEARING & SLEEVE<>METRIC<>BALL<>SINGLE ROW DEEP GROOVE<>6211 2ZR
243 | A072020010090465 | BEARING & SLEEVE<>METRIC<>BALL<>SINGLE ROW DEEP GROOVE<>6303-L-2
244 | A072020010090466 | BEARING & SLEEVE<>METRIC<>BALL<>SINGLE ROW DEEP GROOVE<>6403
245 | A072020010090467 | BEARING & SLEEVE<>METRIC<>BALL<>SINGLE ROW DEEP GROOVE<>6218-CW-33
246 | A072020010090468 | BEARING & SLEEVE<>METRIC<>BALL<>SINGLE ROW DEEP GROOVE<>63206 ZZ
247 | A072020010090469 | BEARING & SLEEVE<>METRIC<>BALL<>SINGLE ROW DEEP GROOVE<>6966
248 | A072020010090473 | BEARING & SLEEVE<>METRIC<>BALL<>SINGLE ROW DEEP GROOVE<>6317 ZR
249 | A072020010090476 | BEARING & SLEEVE<>METRIC<>BALL<>SINGLE ROW DEEP GROOVE<>6308 N
250 | A072020010090482 | BEARING & SLEEVE<>METRIC<>BALL<>SINGLE ROW DEEP GROOVE<>6203 2Z C3
251 | A072020010090484 | BEARING & SLEEVE<>METRIC<>BALL<>SINGLE ROW DEEP GROOVE<>6209 2ZR C3
252 | A072020010090487 | BEARING & SLEEVE<>METRIC<>BALL<>SINGLE ROW DEEP GROOVE<>6236 MR C3
253 | A072020010090488 | BEARING & SLEEVE<>METRIC<>BALL<>SINGLE ROW DEEP GROOVE<>6308 2ZR
254 | A072020010090489 | BEARING & SLEEVE<>METRIC<>BALL<>SINGLE ROW DEEP GROOVE<>6309 2RS
255 | A072020010090491 | BEARING & SLEEVE<>METRIC<>BALL<>SINGLE ROW DEEP GROOVE<>6311 2ZR C3
256 | A072020010090494 | BEARING & SLEEVE<>METRIC<>BALL<>SINGLE ROW DEEP GROOVE<>6316 2RS1
257 | A072020010090498 | BEARING & SLEEVE<>METRIC<>BALL<>SINGLE ROW DEEP GROOVE<>6213 ZZ / C3
258 | A072020010090499 | BEARING & SLEEVE<>METRIC<>BALL<>SINGLE ROW DEEP GROOVE<>6215 C4
259 | A072020010090503 | BEARING & SLEEVE<>METRIC<>BALL<>SINGLE ROW DEEP GROOVE<>6216 2RS
260 | A072020010090506 | BEARING & SLEEVE<>METRIC<>BALL<>SINGLE ROW DEEP GROOVE<>6003 ZZ
261 | A072020010090512 | BEARING & SLEEVE<>METRIC<>BALL<>SINGLE ROW DEEP GROOVE<>6306 ZZ
262 | A072020010090513 | BEARING & SLEEVE<>METRIC<>BALL<>SINGLE ROW DEEP GROOVE<>6307 ZZ C3
263 | A072020010090515 | BEARING & SLEEVE<>METRIC<>BALL<>SINGLE ROW DEEP GROOVE<>6309 ZZ C3
264 | A072020010090516 | BEARING & SLEEVE<>METRIC<>BALL<>SINGLE ROW DEEP GROOVE<>6312 ZZ O3
265 | A072020010090518 | BEARING & SLEEVE<>METRIC<>BALL<>SINGLE ROW DEEP GROOVE<>6004 2RSH / C3
266 | A072020010090519 | BEARING & SLEEVE<>METRIC<>BALL<>SINGLE ROW DEEP GROOVE<>6004 2RSL / C3
267 | A072020010090521 | BEARING & SLEEVE<>METRIC<>BALL<>SINGLE ROW DEEP GROOVE<>6209 2RS1
268 | A072020010090522 | BEARING & SLEEVE<>METRIC<>BALL<>SINGLE ROW DEEP GROOVE<>6216 2RS1
269 | A072020010090523 | BEARING & SLEEVE<>METRIC<>BALL<>SINGLE ROW DEEP GROOVE<>6305 2Z / C4
270 | A072020010090526 | BEARING & SLEEVE<>METRIC<>BALL<>SINGLE ROW DEEP GROOVE<>6315 / C4
271 | A072020010090528 | BEARING & SLEEVE<>METRIC<>BALL<>SINGLE ROW DEEP GROOVE<>ZZ 7322 BM
272 | A072020010090531 | BEARING & SLEEVE<>METRIC<>BALL<>SINGLE ROW DEEP GROOVE<>NU314 / C3
273 | A072020010090533 | BEARING & SLEEVE<>METRIC<>BALL<>SINGLE ROW DEEP GROOVE<>NU319 M / C3
274 | A072020010090544 | BEARING & SLEEVE<>METRIC<>BALL<>SINGLE ROW DEEP GROOVE<>6312ZZ
275 | A072020010090552 | BEARING & SLEEVE<>METRIC<>BALL<>SINGLE ROW DEEP GROOVE<>6022 Z
276 | A072020010090582 | BEARING & SLEEVE<>METRIC<>BALL<>SINGLE ROW DEEP GROOVE<>CRIC BRG 6326 MC3
277 | A072020010090648 | BEARING & SLEEVE<>METRIC<>BALL<>SINGLE ROW DEEP GROOVE<>6212 Z C3
278 | A072020010090655 | BEARING & SLEEVE<>METRIC<>BALL<>SINGLE ROW DEEP GROOVE<>6312 C3 MC
279 | A072020010090669 | BEARING & SLEEVE<>METRIC<>BALL<>SINGLE ROW DEEP GROOVE<>3316 A
280 | A072020010090685 | BEARING & SLEEVE<>METRIC<>BALL<>SINGLE ROW DEEP GROOVE<>GR D 6309 M4
281 | A072020010090686 | BEARING & SLEEVE<>METRIC<>BALL<>SINGLE ROW DEEP GROOVE<>GR D 6203
282 | A072020010090687 | BEARING & SLEEVE<>METRIC<>BALL<>SINGLE ROW DEEP GROOVE<>GR D 6202
283 | A072020010090692 | BEARING & SLEEVE<>METRIC<>BALL<> SINGLE ROW DEEP GROOVE<>SINGLE ROW DEEP GROOVE BALL BEARING 6907
284 | A072020010100008 | BEARING & SLEEVE<>METRIC<>BALL<>THRUST<>51108
285 | A072020010100013 | BEARING & SLEEVE<>METRIC<>BALL<>THRUST<>51112 C5
286 | A072020010100024 | BEARING & SLEEVE<>METRIC<>BALL<>THRUST<>51214
287 | A072020010100030 | BEARING & SLEEVE<>METRIC<>BALL<>THRUST<>51317
288 | A072020010100033 | BEARING & SLEEVE<>METRIC<>BALL<>THRUST<>51207 B
289 | A072020010100034 | BEARING & SLEEVE<>METRIC<>BALL<>THRUST<>51217
290 | A072020010100049 | BEARING & SLEEVE<>METRIC<>BALL<>THRUST<>51105 D
291 | A072020010100054 | BEARING & SLEEVE<>METRIC<>BALL<>THRUST<>51318
292 | A072020010100055 | BEARING & SLEEVE<>METRIC<>BALL<>THRUST<>514560
293 | A072020010100056 | BEARING & SLEEVE<>METRIC<>BALL<>THRUST<>514562
294 | A072020010100058 | BEARING & SLEEVE<>METRIC<>BALL<>THRUST<>541358
295 | A072020010100059 | BEARING & SLEEVE<>METRIC<>BALL<>THRUST<>581020
296 | A072020010100073 | BEARING & SLEEVE<>METRIC<>BALL<>THRUST<>51309, BALL THRUST BEARING
297 | A072020010100075 | BEARING & SLEEVE<>METRIC<>BALL<>THRUST<>51408, BALL THRUST BEARING
298 | A072020010100076 | BEARING & SLEEVE<>METRIC<>BALL<>THRUST<>51409, BALL THRUST BEARING
299 | A072020010100077 | BEARING & SLEEVE<>METRIC<>BALL<>THRUST<>53206 + U 206 (SEATING WASHER), BALL THRUST BEARING
300 | A072020010100079 | BEARING & SLEEVE<>METRIC<>BALL<>THRUST<>GE 45 ES
301 | A072020010100080 | BEARING & SLEEVE<>METRIC<>BALL<>THRUST<>51134
302 | A072020010100096 | BEARING & SLEEVE<>METRIC<>BALL<> THRUST<>THRUST BALL BEARING 51126
303 | A072020010110009 | BEARING & SLEEVE<>METRIC<>BALL<>ZZZ SCRAPPED<>6209 C3
304 | A072020010110011 | BEARING & SLEEVE<>METRIC<>BALL<>ZZZ SCRAPPED<>6310 C3
305 | A072020010110016 | BEARING & SLEEVE<>METRIC<>BALL<>SINGLE ROW DEEP GROOVE<>BEARING 16036
306 | A072020010160001 | BEARING & SLEEVE<>METRIC<>BALL<>SINGLE ROW RADIAL<>16008
307 | A072020020010010 | BEARING & SLEEVE<>METRIC<>CYLINDRICAL ROLLER<>N TYPE<>N 313 ECP
308 | A072020020010014 | BEARING & SLEEVE<>METRIC<>CYLINDRICAL ROLLER<>N TYPE<>N 318 ECJ
309 | A072020020010022 | BEARING & SLEEVE<>METRIC<>CYLINDRICAL ROLLER<>N TYPE<>NU 244 EM1C3
310 | A072020020010023 | BEARING & SLEEVE<>METRIC<>CYLINDRICAL ROLLER<>N TYPE<>N 332 ECMC3
311 | A072020020010025 | BEARING & SLEEVE<>METRIC<>CYLINDRICAL ROLLER<>N TYPE<>N 209 ECP
312 | A072020020010030 | BEARING & SLEEVE<>METRIC<>CYLINDRICAL ROLLER<>N TYPE<>N 206 ECP
313 | A072020020010031 | BEARING & SLEEVE<>METRIC<>CYLINDRICAL ROLLER<>N TYPE<>N 316 ECM
314 | A072020020010033 | BEARING & SLEEVE<>METRIC<>CYLINDRICAL ROLLER<>N TYPE<>N 318 ECP
315 | A072020020010038 | BEARING & SLEEVE<>METRIC<>CYLINDRICAL ROLLER<>N TYPE<>N 322 EM1C3
316 | A072020020010040 | BEARING & SLEEVE<>METRIC<>CYLINDRICAL ROLLER<>N TYPE<>N 310 ECP
317 | A072020020010052 | BEARING & SLEEVE<>METRIC<>CYLINDRICAL ROLLER<>N TYPE<>N 208
318 | A072020020010057 | BEARING & SLEEVE<>METRIC<>CYLINDRICAL ROLLER<>N TYPE<>N 315 ECM
319 | A072020020010059 | BEARING & SLEEVE<>METRIC<>CYLINDRICAL ROLLER<>N TYPE<>N 318 EM1
320 | A072020020010068 | BEARING & SLEEVE<>METRIC<>CYLINDRICAL ROLLER<>N TYPE<>N 321 EM1
321 | A072020020010072 | BEARING & SLEEVE<>METRIC<>CYLINDRICAL ROLLER<>N TYPE<>N 318
322 | A072020020010073 | BEARING & SLEEVE<>METRIC<>CYLINDRICAL ROLLER<>N TYPE<>N 209
323 | A072020020010074 | BEARING & SLEEVE<>METRIC<>CYLINDRICAL ROLLER<>N TYPE<>N 212 EM1 C3
324 | A072020020010087 | BEARING & SLEEVE<>METRIC<>CYLINDRICAL ROLLER<>N TYPE<>N 313 ECM
325 | A072020020010089 | BEARING & SLEEVE<>METRIC<>CYLINDRICAL ROLLER<>N TYPE<>N 305
326 | A072020020010090 | BEARING & SLEEVE<>METRIC<>CYLINDRICAL ROLLER<>N TYPE<>N 315 EM1
327 | A072020020010093 | BEARING & SLEEVE<>METRIC<>CYLINDRICAL ROLLER<>N TYPE<>N 319 EM1
328 | A072020020010098 | BEARING & SLEEVE<>METRIC<>CYLINDRICAL ROLLER<>N TYPE<>N 317 ECP
329 | A072020020030002 | BEARING & SLEEVE<>METRIC<>CYLINDRICAL ROLLER<>NJ TYPE<>NJ 210 ECP
330 | A072020020030003 | BEARING & SLEEVE<>METRIC<>CYLINDRICAL ROLLER<>NJ TYPE<>NJ 211 ECP
331 | A072020020030004 | BEARING & SLEEVE<>METRIC<>CYLINDRICAL ROLLER<>NJ TYPE<>NJ 213 ECP
332 | A072020020030005 | BEARING & SLEEVE<>METRIC<>CYLINDRICAL ROLLER<>NJ TYPE<>NJ 214 ECP
333 | A072020020030007 | BEARING & SLEEVE<>METRIC<>CYLINDRICAL ROLLER<>NJ TYPE<>NJ 2213 ECJ
334 | A072020020030008 | BEARING & SLEEVE<>METRIC<>CYLINDRICAL ROLLER<>NJ TYPE<>NJ 2312 ECPC3
335 | A072020020030009 | BEARING & SLEEVE<>METRIC<>CYLINDRICAL ROLLER<>NJ TYPE<>NJ 2318 ECJ
336 | A072020020030017 | BEARING & SLEEVE<>METRIC<>CYLINDRICAL ROLLER<>NJ TYPE<>NJ 228 ECJ
337 | A072020020030029 | BEARING & SLEEVE<>METRIC<>CYLINDRICAL ROLLER<>NJ TYPE<>NJ 314 EC
338 | A072020020030044 | BEARING & SLEEVE<>METRIC<>CYLINDRICAL ROLLER<>NJ TYPE<>NJ 2313 ECP
339 | A072020020030047 | BEARING & SLEEVE<>METRIC<>CYLINDRICAL ROLLER<>NJ TYPE<>NJ 2211
340 | A072020020030059 | BEARING & SLEEVE<>METRIC<>CYLINDRICAL ROLLER<>NJ TYPE<>CRIC BRG NJ 318 ECJ
341 | A072020020030069 | BEARING & SLEEVE<>METRIC<> CYLINDRICAL ROLLER<>NJ TYPE<>NJ 1014 M
342 | A072020020030070 | BEARING & SLEEVE<>METRIC<> CYLINDRICAL ROLLER<>NJ TYPE<>NJ 1008 M
343 | A072020020050004 | BEARING & SLEEVE<>METRIC<>CYLINDRICAL ROLLER<>NU TYPE<>NU 209 ECPC2
344 | A072020020050009 | BEARING & SLEEVE<>METRIC<>CYLINDRICAL ROLLER<>NU TYPE<>NU 212 ECPC2
345 | A072020020050014 | BEARING & SLEEVE<>METRIC<>CYLINDRICAL ROLLER<>NU TYPE<>NU 216 ECP
346 | A072020020050015 | BEARING & SLEEVE<>METRIC<>CYLINDRICAL ROLLER<>NU TYPE<>NU 217
347 | A072020020050033 | BEARING & SLEEVE<>METRIC<>CYLINDRICAL ROLLER<>NU TYPE<>NU 2318 ECJ
348 | A072020020050041 | BEARING & SLEEVE<>METRIC<>CYLINDRICAL ROLLER<>NU TYPE<>NU 313 ECJ
349 | A072020020050042 | BEARING & SLEEVE<>METRIC<>CYLINDRICAL ROLLER<>NU TYPE<>NU 313 ECPC3
350 | A072020020050044 | BEARING & SLEEVE<>METRIC<>CYLINDRICAL ROLLER<>NU TYPE<>NU 314 ECPC3
351 | A072020020050045 | BEARING & SLEEVE<>METRIC<>CYLINDRICAL ROLLER<>NU TYPE<>NU 316 ECP
352 | A072020020050047 | BEARING & SLEEVE<>METRIC<>CYLINDRICAL ROLLER<>NU TYPE<>NU 317 ECP
353 | A072020020050049 | BEARING & SLEEVE<>METRIC<>CYLINDRICAL ROLLER<>NU TYPE<>NU 318 ECJ
354 | A072020020050053 | BEARING & SLEEVE<>METRIC<>CYLINDRICAL ROLLER<>NU TYPE<>NU 320 ECJ
355 | A072020020050054 | BEARING & SLEEVE<>METRIC<>CYLINDRICAL ROLLER<>NU TYPE<>NU 320 ECJC3
356 | A072020020050058 | BEARING & SLEEVE<>METRIC<>CYLINDRICAL ROLLER<>NU TYPE<>NU 322 ECMC3
357 | A072020020050060 | BEARING & SLEEVE<>METRIC<>CYLINDRICAL ROLLER<>NU TYPE<>NU 324 ECJC3
358 | A072020020050065 | BEARING & SLEEVE<>METRIC<>CYLINDRICAL ROLLER<>NU TYPE<>NU 318 EM1
359 | A072020020050067 | BEARING & SLEEVE<>METRIC<>CYLINDRICAL ROLLER<>NU TYPE<>NU 214
360 | A072020020050068 | BEARING & SLEEVE<>METRIC<>CYLINDRICAL ROLLER<>NU TYPE<>NU 217 ECPC3
361 | A072020020050071 | BEARING & SLEEVE<>METRIC<>CYLINDRICAL ROLLER<>NU TYPE<>NU 222 ECJ
362 | A072020020050073 | BEARING & SLEEVE<>METRIC<>CYLINDRICAL ROLLER<>NU TYPE<>NU 308 ECJ
363 | A072020020050074 | BEARING & SLEEVE<>METRIC<>CYLINDRICAL ROLLER<>NU TYPE<>NU 308 ECJC3
364 | A072020020050079 | BEARING & SLEEVE<>METRIC<>CYLINDRICAL ROLLER<>NU TYPE<>NU 312
365 | A072020020050081 | BEARING & SLEEVE<>METRIC<>CYLINDRICAL ROLLER<>NU TYPE<>NU 312 ECJC3
366 | A072020020050083 | BEARING & SLEEVE<>METRIC<>CYLINDRICAL ROLLER<>NU TYPE<>NU 319 ECP
367 | A072020020050087 | BEARING & SLEEVE<>METRIC<>CYLINDRICAL ROLLER<>NU TYPE<>NU 2308 E
368 | A072020020050095 | BEARING & SLEEVE<>METRIC<>CYLINDRICAL ROLLER<>NU TYPE<>NU 324 EMI
369 | A072020020050099 | BEARING & SLEEVE<>METRIC<>CYLINDRICAL ROLLER<>NU TYPE<>NU 2224 ECJ
370 | A072020020050100 | BEARING & SLEEVE<>METRIC<>CYLINDRICAL ROLLER<>NU TYPE<>NU 412
371 | A072020020050106 | BEARING & SLEEVE<>METRIC<>CYLINDRICAL ROLLER<>NU TYPE<>NU 221 EM1
372 | A072020020050109 | BEARING & SLEEVE<>METRIC<>CYLINDRICAL ROLLER<>NU TYPE<>NU 322 ECJ
373 | A072020020050114 | BEARING & SLEEVE<>METRIC<>CYLINDRICAL ROLLER<>NU TYPE<>NU 320 MC3
374 | A072020020050115 | BEARING & SLEEVE<>METRIC<>CYLINDRICAL ROLLER<>NU TYPE<>NU 324 MC3
375 | A072020020050117 | BEARING & SLEEVE<>METRIC<>CYLINDRICAL ROLLER<>NU TYPE<>NU 224 ECJ / C3
376 | A072020020050122 | BEARING & SLEEVE<>METRIC<>CYLINDRICAL ROLLER<>NU TYPE<>NU 210 EM1C3
377 | A072020020050128 | BEARING & SLEEVE<>METRIC<>CYLINDRICAL ROLLER<>NU TYPE<>NU 220 EM1C3
378 | A072020020050135 | BEARING & SLEEVE<>METRIC<>CYLINDRICAL ROLLER<>NU TYPE<>NU 310 EM1C3
379 | A072020020050147 | BEARING & SLEEVE<>METRIC<>CYLINDRICAL ROLLER<>NU TYPE<>NU 318 ECP / C3
380 | A072020020050150 | BEARING & SLEEVE<>METRIC<>CYLINDRICAL ROLLER<>NU TYPE<>NU 330 ECM / C3
381 | A072020020050151 | BEARING & SLEEVE<>METRIC<>CYLINDRICAL ROLLER<>NU TYPE<>NU 326 ECM / C3
382 | A072020020050156 | BEARING & SLEEVE<>METRIC<>CYLINDRICAL ROLLER<>NU TYPE<>NU 316 ECJ
383 | A072020020050158 | BEARING & SLEEVE<>METRIC<>CYLINDRICAL ROLLER<>NU TYPE<>NU 2307 ECP
384 | A072020020050165 | BEARING & SLEEVE<>METRIC<>CYLINDRICAL ROLLER<>NU TYPE<>NU 208 ECKP / C3
385 | A072020020050166 | BEARING & SLEEVE<>METRIC<>CYLINDRICAL ROLLER<>NU TYPE<>NU 209 ECP
386 | A072020020050170 | BEARING & SLEEVE<>METRIC<>CYLINDRICAL ROLLER<>NU TYPE<>NU 217 ECJ
387 | A072020020050171 | BEARING & SLEEVE<>METRIC<>CYLINDRICAL ROLLER<>NU TYPE<>NU 2207 ECP
388 | A072020020050178 | BEARING & SLEEVE<>METRIC<>CYLINDRICAL ROLLER<>NU TYPE<>NU 315 ECJ
389 | A072020020050180 | BEARING & SLEEVE<>METRIC<>CYLINDRICAL ROLLER<>NU TYPE<>NU 317 ECJ / C3
390 | A072020020050185 | BEARING & SLEEVE<>METRIC<>CYLINDRICAL ROLLER<>NU TYPE<>NU 318
391 | A072020020050191 | BEARING & SLEEVE<>METRIC<>CYLINDRICAL ROLLER<>NU TYPE<>NU 319 EM1
392 | A072020020050194 | BEARING & SLEEVE<>METRIC<>CYLINDRICAL ROLLER<>NU TYPE<>NU 315 NA
393 | A072020020050203 | BEARING & SLEEVE<>METRIC<>CYLINDRICAL ROLLER<>NU TYPE<>NU 306
394 | A072020020050208 | BEARING & SLEEVE<>METRIC<>CYLINDRICAL ROLLER<>NU TYPE<>NU 320
395 | A072020020050210 | BEARING & SLEEVE<>METRIC<>CYLINDRICAL ROLLER<>NU TYPE<>NU 326
396 | A072020020050213 | BEARING & SLEEVE<>METRIC<>CYLINDRICAL ROLLER<>NU TYPE<>NU 318 ECM / C3
397 | A072020020050216 | BEARING & SLEEVE<>METRIC<>CYLINDRICAL ROLLER<>NU TYPE<>NU 310 ECJ
398 | A072020020050217 | BEARING & SLEEVE<>METRIC<>CYLINDRICAL ROLLER<>NU TYPE<>NU 306 ECJ
399 | A072020020050219 | BEARING & SLEEVE<>METRIC<>CYLINDRICAL ROLLER<>NU TYPE<>NU 236 ECMA
400 | A072020020050221 | BEARING & SLEEVE<>METRIC<>CYLINDRICAL ROLLER<>NU TYPE<>NU 2317 / C3
401 | A072020020050222 | BEARING & SLEEVE<>METRIC<>CYLINDRICAL ROLLER<>NU TYPE<>NU 314 ECP
402 | A072020020050223 | BEARING & SLEEVE<>METRIC<>CYLINDRICAL ROLLER<>NU TYPE<>NU-1036
403 | A072020020050224 | BEARING & SLEEVE<>METRIC<>CYLINDRICAL ROLLER<>NU TYPE<>A 1220 TS HYATT
404 | A072020020050225 | BEARING & SLEEVE<>METRIC<>CYLINDRICAL ROLLER<>NU TYPE<>A 1305 TS HYATT
405 | A072020020050227 | BEARING & SLEEVE<>METRIC<>CYLINDRICAL ROLLER<>NU TYPE<>NU 322 EM
406 | A072020020050231 | BEARING & SLEEVE<>METRIC<>CYLINDRICAL ROLLER<>NU TYPE<>NU 315 ML
407 | A072020020050232 | BEARING & SLEEVE<>METRIC<>CYLINDRICAL ROLLER<>NU TYPE<>NU 319 ML
408 | A072020020050233 | BEARING & SLEEVE<>METRIC<>CYLINDRICAL ROLLER<>NU TYPE<>NU 322 ML
409 | A072020020050237 | BEARING & SLEEVE<>METRIC<>CYLINDRICAL ROLLER<>NU TYPE<>NU 240 ECMA / C3
410 | A072020020050238 | BEARING & SLEEVE<>METRIC<>CYLINDRICAL ROLLER<>NU TYPE<>NU 314 EM1 C3
411 | A072020020050241 | BEARING & SLEEVE<>METRIC<>CYLINDRICAL ROLLER<>NU TYPE<>NU 322 EMC3
412 | A072020020050243 | BEARING & SLEEVE<>METRIC<>CYLINDRICAL ROLLER<>NU TYPE<>NU324 EM1 C3
413 | A072020020050245 | BEARING & SLEEVE<>METRIC<>CYLINDRICAL ROLLER<>NU TYPE<>NU 324 EM1 C3
414 | A072020020050254 | BEARING & SLEEVE<>METRIC<>CYLINDRICAL ROLLER<>NU TYPE<>NU 224 ECM / C3
415 | A072020020050255 | BEARING & SLEEVE<>METRIC<>CYLINDRICAL ROLLER<>NU TYPE<>NU 224 C3
416 | A072020020050353 | BEARING & SLEEVE<>METRIC<>CYLINDRICAL ROLLER<>NU TYPE<>NU 1020 M1
417 | A072020020050354 | BEARING & SLEEVE<>METRIC<>CYLINDRICAL ROLLER<>NU TYPE<>NU 1018
418 | A072020020050355 | BEARING & SLEEVE<>METRIC<>CYLINDRICAL ROLLER<>NU TYPE<>NU 1018 EM1C3
419 | A072020020050360 | BEARING & SLEEVE<>METRIC<>CYLINDRICAL ROLLER<>NU TYPE<>GR D NU 2205 ECP
420 | A072020020050361 | BEARING & SLEEVE<>METRIC<>CYLINDRICAL ROLLER<>NU TYPE<>GR D NU 208 ECP
421 | A072020020070001 | BEARING & SLEEVE<>METRIC<>CYLINDRICAL ROLLER<>RNU TYPE<>RNU 204 ECJ
422 | A072020020070002 | BEARING & SLEEVE<>METRIC<>CYLINDRICAL ROLLER<>RNU TYPE<>RNU 305 ECJ
423 | A072020020080001 | BEARING & SLEEVE<>METRIC<>CYLINDRICAL ROLLER<>SL SERIES<>SL 182948
424 | A072020020090003 | BEARING & SLEEVE<>METRIC<>CYLINDRICAL ROLLER<>THRUST<>AT 626
425 | A072020020100002 | BEARING & SLEEVE<>METRIC<>CYLINDRICAL ROLLER<>QJ TYPE<>QJ 313 MPA
426 | A072020020100003 | BEARING & SLEEVE<>METRIC<>CYLINDRICAL ROLLER<>QJ TYPE<>QJ 319 N2
427 | A072020020100004 | BEARING & SLEEVE<>METRIC<>CYLINDRICAL ROLLER<>QJ TYPE<>QJ 320 N2
428 | A072020020120001 | BEARING & SLEEVE<>METRIC<>CYLINDRICAL ROLLER<>D TYPE<>D 213 ROLLWAY
429 | A072020020130001 | BEARING & SLEEVE<>METRIC<>CYLINDRICAL ROLLER<>SPLIT TYPE<>01 B 80 MM EX
430 | A072020020130003 | BEARING & SLEEVE<>METRIC<>CYLINDRICAL ROLLER<>SPLIT TYPE<>01 B 115 MM GR
431 | A072020020150001 | BEARING & SLEEVE<>METRIC<>CYLINDRICAL ROLLER<>K SERIES<>K 72487 / 72212
432 | A072020030020004 | BEARING & SLEEVE<>METRIC<>NEEDLE ROLLER<>NEEDLE ROLLER<>NA 3520
433 | A072020030020005 | BEARING & SLEEVE<>METRIC<>NEEDLE ROLLER<>NEEDLE ROLLER<>NA 4906
434 | A072020030020013 | BEARING & SLEEVE<>METRIC<>NEEDLE ROLLER<>NEEDLE ROLLER<>RNA 4911
435 | A072020030020014 | BEARING & SLEEVE<>METRIC<>NEEDLE ROLLER<>NEEDLE ROLLER<>NA 49 / 32
436 | A072020030020015 | BEARING & SLEEVE<>METRIC<>NEEDLE ROLLER<>NEEDLE ROLLER<>FRB-65 / 120 / 38
437 | A072020030020022 | BEARING & SLEEVE<>METRIC<>NEEDLE ROLLER<>NEEDLE ROLLER<>IR 1616
438 | A072020030020025 | BEARING & SLEEVE<>METRIC<>NEEDLE ROLLER<>NEEDLE ROLLER<>NK 16 / 20
439 | A072020030020031 | BEARING & SLEEVE<>METRIC<>NEEDLE ROLLER<>NEEDLE ROLLER<>NA 2055, NEEDLE ROLLER BEARING
440 | A072020030020032 | BEARING & SLEEVE<>METRIC<>NEEDLE ROLLER<>NEEDLE ROLLER<>NA 4822, NEEDLE ROLLER BEARING
441 | A072020030030013 | BEARING & SLEEVE<>METRIC<>NEEDLE ROLLER<>THRUST<>8780 / CR 16
442 | A072020030030015 | BEARING & SLEEVE<>METRIC<>NEEDLE ROLLER<>THRUST<>AXK / AS 6085
443 | A072020030040003 | BEARING & SLEEVE<>METRIC<>NEEDLE ROLLER<>DRAWN CUP<>B-86
444 | A072020030040005 | BEARING & SLEEVE<>METRIC<>NEEDLE ROLLER<>DRAWN CUP<>HMK-2025
445 | A072020050010003 | BEARING & SLEEVE<>METRIC<>SPHERICAL ROLLER<>ZZZ SCRAPPED<>22309 C3
446 | A072020050010009 | BEARING & SLEEVE<>METRIC<>SPHERICAL ROLLER<>ZZZ SCRAPPED<>22216
447 | A072020050010010 | BEARING & SLEEVE<>METRIC<>SPHERICAL ROLLER<>ZZZ SCRAPPED<>22316 K
448 | A072020050010021 | BEARING & SLEEVE<>METRIC<>SPHERICAL ROLLER<>ZZZ SCRAPPED<>22313
449 | A072020050010022 | BEARING & SLEEVE<>METRIC<>SPHERICAL ROLLER<>ZZZ SCRAPPED<>21311 E
450 | A072020050010024 | BEARING & SLEEVE<>METRIC<>SPHERICAL ROLLER<>ZZZ SCRAPPED<>23024 CCK / C3 / W33
451 | A072020050010025 | BEARING & SLEEVE<>METRIC<>SPHERICAL ROLLER<>ZZZ SCRAPPED<>23028 CCK / C3 / W33
452 | A072020050010026 | BEARING & SLEEVE<>METRIC<>SPHERICAL ROLLER<>ZZZ SCRAPPED<>23028 E
453 | A072020050010027 | BEARING & SLEEVE<>METRIC<>SPHERICAL ROLLER<>ZZZ SCRAPPED<>23030 CCK / C3 / W33
454 | A072020050010028 | BEARING & SLEEVE<>METRIC<>SPHERICAL ROLLER<>ZZZ SCRAPPED<>23032 CCK / C3 / W33
455 | A072020050010030 | BEARING & SLEEVE<>METRIC<>SPHERICAL ROLLER<>ZZZ SCRAPPED<>CRIC BRG 23156 CCK / W33
456 | A072020050020001 | BEARING & SLEEVE<>METRIC<>SPHERICAL ROLLER<>SELF ALIGNING<>21307 CC
457 | A072020050020007 | BEARING & SLEEVE<>METRIC<>SPHERICAL ROLLER<>SELF ALIGNING<>22209 E
458 | A072020050020011 | BEARING & SLEEVE<>METRIC<>SPHERICAL ROLLER<>SELF ALIGNING<>22212 E
459 | A072020050020015 | BEARING & SLEEVE<>METRIC<>SPHERICAL ROLLER<>SELF ALIGNING<>22214 CCK / W33
460 | A072020050020018 | BEARING & SLEEVE<>METRIC<>SPHERICAL ROLLER<>SELF ALIGNING<>22215 CCK / C3 / W33
461 | A072020050020019 | BEARING & SLEEVE<>METRIC<>SPHERICAL ROLLER<>SELF ALIGNING<>22216 CCK / W33
462 | A072020050020021 | BEARING & SLEEVE<>METRIC<>SPHERICAL ROLLER<>SELF ALIGNING<>22217 CCK / C3 / W33
463 | A072020050020022 | BEARING & SLEEVE<>METRIC<>SPHERICAL ROLLER<>SELF ALIGNING<>22218 CCK / W33
464 | A072020050020025 | BEARING & SLEEVE<>METRIC<>SPHERICAL ROLLER<>SELF ALIGNING<>22219 CCK / C3 / W33
465 | A072020050020027 | BEARING & SLEEVE<>METRIC<>SPHERICAL ROLLER<>SELF ALIGNING<>22220 CC / C3 / W33
466 | A072020050020029 | BEARING & SLEEVE<>METRIC<>SPHERICAL ROLLER<>SELF ALIGNING<>22220 CCK / C3 / W33
467 | A072020050020036 | BEARING & SLEEVE<>METRIC<>SPHERICAL ROLLER<>SELF ALIGNING<>22226 CCK / C3 / W33
468 | A072020050020038 | BEARING & SLEEVE<>METRIC<>SPHERICAL ROLLER<>SELF ALIGNING<>22228 CCK / C3 / W33
469 | A072020050020039 | BEARING & SLEEVE<>METRIC<>SPHERICAL ROLLER<>SELF ALIGNING<>22230 CC / C3 / W33
470 | A072020050020040 | BEARING & SLEEVE<>METRIC<>SPHERICAL ROLLER<>SELF ALIGNING<>22230 CCK / C3 / W33
471 | A072020050020041 | BEARING & SLEEVE<>METRIC<>SPHERICAL ROLLER<>SELF ALIGNING<>22232 CC / W33
472 | A072020050020042 | BEARING & SLEEVE<>METRIC<>SPHERICAL ROLLER<>SELF ALIGNING<>22232 CC / C3 / W33
473 | A072020050020044 | BEARING & SLEEVE<>METRIC<>SPHERICAL ROLLER<>SELF ALIGNING<>22234 CCK / C3 / W33
474 | A072020050020048 | BEARING & SLEEVE<>METRIC<>SPHERICAL ROLLER<>SELF ALIGNING<>22240 CCK / C3 / W33
475 | A072020050020049 | BEARING & SLEEVE<>METRIC<>SPHERICAL ROLLER<>SELF ALIGNING<>22244 CCK / C3 / W33
476 | A072020050020056 | BEARING & SLEEVE<>METRIC<>SPHERICAL ROLLER<>SELF ALIGNING<>22317 CCK / W33
477 | A072020050020068 | BEARING & SLEEVE<>METRIC<>SPHERICAL ROLLER<>SELF ALIGNING<>22440 CCA
478 | A072020050020083 | BEARING & SLEEVE<>METRIC<>SPHERICAL ROLLER<>SELF ALIGNING<>23136 CCK / C3 / W33
479 | A072020050020090 | BEARING & SLEEVE<>METRIC<>SPHERICAL ROLLER<>SELF ALIGNING<>23218 CCK / C3 / W33
480 | A072020050020104 | BEARING & SLEEVE<>METRIC<>SPHERICAL ROLLER<>SELF ALIGNING<>22217 CCK / W33
481 | A072020050020118 | BEARING & SLEEVE<>METRIC<>SPHERICAL ROLLER<>SELF ALIGNING<>22208 E
482 | A072020050020119 | BEARING & SLEEVE<>METRIC<>SPHERICAL ROLLER<>SELF ALIGNING<>22224 CC / W33
483 | A072020050020125 | BEARING & SLEEVE<>METRIC<>SPHERICAL ROLLER<>SELF ALIGNING<>22226 CC / W33
484 | A072020050020126 | BEARING & SLEEVE<>METRIC<>SPHERICAL ROLLER<>SELF ALIGNING<>22222 CCK / W33
485 | A072020050020128 | BEARING & SLEEVE<>METRIC<>SPHERICAL ROLLER<>SELF ALIGNING<>23134 CCK / C3 / W33
486 | A072020050020137 | BEARING & SLEEVE<>METRIC<>SPHERICAL ROLLER<>SELF ALIGNING<>22215 CCK / W33
487 | A072020050020139 | BEARING & SLEEVE<>METRIC<>SPHERICAL ROLLER<>SELF ALIGNING<>22236 CCK / C3 / W33
488 | A072020050020140 | BEARING & SLEEVE<>METRIC<>SPHERICAL ROLLER<>SELF ALIGNING<>23140 CCK / C3 / W33
489 | A072020050020145 | BEARING & SLEEVE<>METRIC<>SPHERICAL ROLLER<>SELF ALIGNING<>22244 CCK / W33
490 | A072020050020149 | BEARING & SLEEVE<>METRIC<>SPHERICAL ROLLER<>SELF ALIGNING<>22316 CCK / W33
491 | A072020050020152 | BEARING & SLEEVE<>METRIC<>SPHERICAL ROLLER<>SELF ALIGNING<>22320 CCK / C3 / W33
492 | A072020050020154 | BEARING & SLEEVE<>METRIC<>SPHERICAL ROLLER<>SELF ALIGNING<>23038 CCK / W33
493 | A072020050020160 | BEARING & SLEEVE<>METRIC<>SPHERICAL ROLLER<>SELF ALIGNING<>23220 CCK / W33
494 | A072020050020161 | BEARING & SLEEVE<>METRIC<>SPHERICAL ROLLER<>SELF ALIGNING<>23222 CCK / C3 / W33
495 | A072020050020165 | BEARING & SLEEVE<>METRIC<>SPHERICAL ROLLER<>SELF ALIGNING<>22218 EK
496 | A072020050020171 | BEARING & SLEEVE<>METRIC<>SPHERICAL ROLLER<>SELF ALIGNING<>22317 CCK / C3 / W33
497 | A072020050020176 | BEARING & SLEEVE<>METRIC<>SPHERICAL ROLLER<>SELF ALIGNING<>22313 E
498 | A072020050020184 | BEARING & SLEEVE<>METRIC<>SPHERICAL ROLLER<>SELF ALIGNING<>22222 EK
499 | A072020050020188 | BEARING & SLEEVE<>METRIC<>SPHERICAL ROLLER<>SELF ALIGNING<>22309 CC / C3 W33
500 | A072020050020193 | BEARING & SLEEVE<>METRIC<>SPHERICAL ROLLER<>SELF ALIGNING<>22316 K
501 | A072020050020195 | BEARING & SLEEVE<>METRIC<>SPHERICAL ROLLER<>SELF ALIGNING<>22314 J 33W / EIAM
502 | A072020050020214 | BEARING & SLEEVE<>METRIC<>SPHERICAL ROLLER<>SELF ALIGNING<>22310 CC / C3
503 | A072020050020223 | BEARING & SLEEVE<>METRIC<>SPHERICAL ROLLER<>SELF ALIGNING<>22217 CK
504 | A072020050020224 | BEARING & SLEEVE<>METRIC<>SPHERICAL ROLLER<>SELF ALIGNING<>22209 K
505 | A072020050020234 | BEARING & SLEEVE<>METRIC<>SPHERICAL ROLLER<>SELF ALIGNING<>22208 K
506 | A072020050020237 | BEARING & SLEEVE<>METRIC<>SPHERICAL ROLLER<>SELF ALIGNING<>22213 CC
507 | A072020050020238 | BEARING & SLEEVE<>METRIC<>SPHERICAL ROLLER<>SELF ALIGNING<>22213 CCK / W33
508 | A072020050020244 | BEARING & SLEEVE<>METRIC<>SPHERICAL ROLLER<>SELF ALIGNING<>22226 CC
509 | A072020050020255 | BEARING & SLEEVE<>METRIC<>SPHERICAL ROLLER<>SELF ALIGNING<>22320 CC
510 | A072020050020258 | BEARING & SLEEVE<>METRIC<>SPHERICAL ROLLER<>SELF ALIGNING<>22344 CCK / W33
511 | A072020050020270 | BEARING & SLEEVE<>METRIC<>SPHERICAL ROLLER<>SELF ALIGNING<>22214 CCJ
512 | A072020050020288 | BEARING & SLEEVE<>METRIC<>SPHERICAL ROLLER<>SELF ALIGNING<>22308 CC / W33
513 | A072020050020290 | BEARING & SLEEVE<>METRIC<>SPHERICAL ROLLER<>SELF ALIGNING<>22310 CC/W33
514 | A072020050020292 | BEARING & SLEEVE<>METRIC<>SPHERICAL ROLLER<>SELF ALIGNING<>22313-E
515 | A072020050020295 | BEARING & SLEEVE<>METRIC<>SPHERICAL ROLLER<>SELF ALIGNING<>23024 / CC / W-33
516 | A072020050020307 | BEARING & SLEEVE<>METRIC<>SPHERICAL ROLLER<>SELF ALIGNING<>22217 EK / C3
517 | A072020050020317 | BEARING & SLEEVE<>METRIC<>SPHERICAL ROLLER<>SELF ALIGNING<>22317 SK MB
518 | A072020050020327 | BEARING & SLEEVE<>METRIC<>SPHERICAL ROLLER<>SELF ALIGNING<>23034 CCK / W33
519 | A072020050020328 | BEARING & SLEEVE<>METRIC<>SPHERICAL ROLLER<>SELF ALIGNING<>23040 CCK / W33/C3
520 | A072020050020329 | BEARING & SLEEVE<>METRIC<>SPHERICAL ROLLER<>SELF ALIGNING<>23044 CCK / W33
521 | A072020050020333 | BEARING & SLEEVE<>METRIC<>SPHERICAL ROLLER<>SELF ALIGNING<>FC-B 22463 H
522 | A072020050020334 | BEARING & SLEEVE<>METRIC<>SPHERICAL ROLLER<>SELF ALIGNING<>PEK-B 22463 FH
523 | A072020050020402 | BEARING & SLEEVE<>METRIC<>SPHERICAL ROLLER<>SELF ALIGNING<>SEALED BS-2222-2CSK/VT143
524 | A072020050020403 | BEARING & SLEEVE<>METRIC<>SPHERICAL ROLLER<>SELF ALIGNING<>SEALED BS-2226-2CSK/VT143
525 | A072020050020405 | BEARING & SLEEVE<>METRIC<>SPHERICAL ROLLER<>SELF ALIGNING<>BRG 23232 CC/C3/W33
526 | A072020050020407 | BEARING & SLEEVE<>METRIC<>SPHERICAL ROLLER<>SELF ALIGNING<>23222 E1AKM C3
527 | A072020050030021 | BEARING & SLEEVE<>METRIC<>SPHERICAL ROLLER<>THRUST<>29326 E
528 | A072020050030029 | BEARING & SLEEVE<>METRIC<>SPHERICAL ROLLER<>THRUST<>29332
529 | A072020050030030 | BEARING & SLEEVE<>METRIC<>SPHERICAL ROLLER<>THRUST<>29340
530 | A072020050030034 | BEARING & SLEEVE<>METRIC<>SPHERICAL ROLLER<>THRUST<>29422 E
531 | A072020050030241 | BEARING & SLEEVE<>METRIC<> SPHERICAL ROLLER<>THRUST<>BRG MET SPHR THRUST 29326M
532 | A072020050040007 | BEARING & SLEEVE<>METRIC<>SPHERICAL ROLLER<>STEEL ON STEEL<>GE-70-ES
533 | A072020050040008 | BEARING & SLEEVE<>METRIC<>SPHERICAL ROLLER<>STEEL ON STEEL<>GE-220-ES-2RS
534 | A072020050040014 | BEARING & SLEEVE<>METRIC<>SPHERICAL ROLLER<>STEEL ON STEEL<>SIQG 100 ES FEMALE THREAD
535 | A072020060010014 | BEARING & SLEEVE<>METRIC<>TAPER ROLLER<>SINGLE ROW<>30219 J2
536 | A072020060010015 | BEARING & SLEEVE<>METRIC<>TAPER ROLLER<>SINGLE ROW<>30220 J2
537 | A072020060010016 | BEARING & SLEEVE<>METRIC<>TAPER ROLLER<>SINGLE ROW<>30222 J2
538 | A072020060010020 | BEARING & SLEEVE<>METRIC<>TAPER ROLLER<>SINGLE ROW<>30215 J2 / Q
539 | A072020060010026 | BEARING & SLEEVE<>METRIC<>TAPER ROLLER<>SINGLE ROW<>30313 J2 / Q
540 | A072020060010033 | BEARING & SLEEVE<>METRIC<>TAPER ROLLER<>SINGLE ROW<>31315
541 | A072020060010037 | BEARING & SLEEVE<>METRIC<>TAPER ROLLER<>SINGLE ROW<>32028 X
542 | A072020060010045 | BEARING & SLEEVE<>METRIC<>TAPER ROLLER<>SINGLE ROW<>32211 J2 / Q
543 | A072020060010052 | BEARING & SLEEVE<>METRIC<>TAPER ROLLER<>SINGLE ROW<>32307 J2 / Q
544 | A072020060010061 | BEARING & SLEEVE<>METRIC<>TAPER ROLLER<>SINGLE ROW<>32320 J2
545 | A072020060010065 | BEARING & SLEEVE<>METRIC<>TAPER ROLLER<>SINGLE ROW<>33109 / Q
546 | A072020060010067 | BEARING & SLEEVE<>METRIC<>TAPER ROLLER<>SINGLE ROW<>33215 / Q
547 | A072020060010070 | BEARING & SLEEVE<>METRIC<>TAPER ROLLER<>SINGLE ROW<>31309 J2 / Q
548 | A072020060010072 | BEARING & SLEEVE<>METRIC<>TAPER ROLLER<>SINGLE ROW<>32305 J2
549 | A072020060010075 | BEARING & SLEEVE<>METRIC<>TAPER ROLLER<>SINGLE ROW<>32226 J2
550 | A072020060010076 | BEARING & SLEEVE<>METRIC<>TAPER ROLLER<>SINGLE ROW<>E 30209 J
551 | A072020060010094 | BEARING & SLEEVE<>METRIC<>TAPER ROLLER<>SINGLE ROW<>30216 J2 / Q
552 | A072020060010104 | BEARING & SLEEVE<>METRIC<>TAPER ROLLER<>SINGLE ROW<>31320 X J2
553 | A072020060010110 | BEARING & SLEEVE<>METRIC<>TAPER ROLLER<>SINGLE ROW<>32230 J2
554 | A072020060010111 | BEARING & SLEEVE<>METRIC<>TAPER ROLLER<>SINGLE ROW<>30307
555 | A072020060010112 | BEARING & SLEEVE<>METRIC<>TAPER ROLLER<>SINGLE ROW<>31314
556 | A072020060010118 | BEARING & SLEEVE<>METRIC<>TAPER ROLLER<>SINGLE ROW<>30320
557 | A072020060010120 | BEARING & SLEEVE<>METRIC<>TAPER ROLLER<>SINGLE ROW<>32319
558 | A072020060010121 | BEARING & SLEEVE<>METRIC<>TAPER ROLLER<>SINGLE ROW<>81226
559 | A072020060010123 | BEARING & SLEEVE<>METRIC<>TAPER ROLLER<>SINGLE ROW<>32207
560 | A072020060010124 | BEARING & SLEEVE<>METRIC<>TAPER ROLLER<>SINGLE ROW<>32208
561 | A072020060010129 | BEARING & SLEEVE<>METRIC<>TAPER ROLLER<>SINGLE ROW<>30207 J2
562 | A072020060010138 | BEARING & SLEEVE<>METRIC<>TAPER ROLLER<>SINGLE ROW<>31215 J2
563 | A072020060010140 | BEARING & SLEEVE<>METRIC<>TAPER ROLLER<>SINGLE ROW<>31313 J2
564 | A072020060010142 | BEARING & SLEEVE<>METRIC<>TAPER ROLLER<>SINGLE ROW<>31312 L
565 | A072020060010146 | BEARING & SLEEVE<>METRIC<>TAPER ROLLER<>SINGLE ROW<>307
566 | A072020060010153 | BEARING & SLEEVE<>METRIC<>TAPER ROLLER<>SINGLE ROW<>32306
567 | A072020060010168 | BEARING & SLEEVE<>METRIC<>TAPER ROLLER<>SINGLE ROW<>30319 J2
568 | A072020060010173 | BEARING & SLEEVE<>METRIC<>TAPER ROLLER<>SINGLE ROW<>31311 J2
569 | A072020060010193 | BEARING & SLEEVE<>METRIC<>TAPER ROLLER<>SINGLE ROW<>32206, TAPER ROLLER BEARING
570 | A072020060010196 | BEARING & SLEEVE<>METRIC<>TAPER ROLLER<>SINGLE ROW<>29320 E
571 | A072020060010197 | BEARING & SLEEVE<>METRIC<>TAPER ROLLER<>SINGLE ROW<>30205 J2 / Q
572 | A072020060010198 | BEARING & SLEEVE<>METRIC<>TAPER ROLLER<>SINGLE ROW<>30305C
573 | A072020060010206 | BEARING & SLEEVE<>METRIC<>TAPER ROLLER<>SINGLE ROW<>29324
574 | A072020060010207 | BEARING & SLEEVE<>METRIC<>TAPER ROLLER<>SINGLE ROW<>32321 J2
575 | A072020060010213 | BEARING & SLEEVE<>METRIC<>TAPER ROLLER<>SINGLE ROW<>33208
576 | A072020060010215 | BEARING & SLEEVE<>METRIC<>TAPER ROLLER<>SINGLE ROW<>32214 J2/Q
577 | A072020060010239 | BEARING & SLEEVE<>METRIC<>TAPER ROLLER<>SINGLE ROW<>33206
578 | A072020060010251 | BEARING & SLEEVE<>METRIC<>TAPER ROLLER<>SINGLE ROW<>33216
579 | A072020060010254 | BEARING & SLEEVE<>METRIC<>TAPER ROLLER<>SINGLE ROW<>32014X70
580 | A072020060010255 | BEARING & SLEEVE<>METRIC<>TAPER ROLLER<>SINGLE ROW<>32309F
581 | A072020060010256 | BEARING & SLEEVE<>METRIC<>TAPER ROLLER<>SINGLE ROW<>Y32306
582 | A072020060010257 | BEARING & SLEEVE<>METRIC<>TAPER ROLLER<>SINGLE ROW<>33207J
583 | A072020060010266 | BEARING & SLEEVE<>METRIC <>TAPER ROLLER<>SINGLE ROW<>TAPER ROLLER SINGLE ROW BRG 33108
584 | A072020070010003 | BEARING & SLEEVE<>METRIC<>Y TYPE<>BEARING WITHOUT HOUSING<>UCX 20 D1
585 | A072020070010004 | BEARING & SLEEVE<>METRIC<>Y TYPE<>BEARING WITHOUT HOUSING<>UC 205
586 | A072020070010005 | BEARING & SLEEVE<>METRIC<>Y TYPE<>BEARING WITHOUT HOUSING<>UC 206
587 | A072020070010007 | BEARING & SLEEVE<>METRIC<>Y TYPE<>BEARING WITHOUT HOUSING<>UC 209
588 | A072020070010009 | BEARING & SLEEVE<>METRIC<>Y TYPE<>BEARING WITHOUT HOUSING<>UCX 20
589 | A072020070010010 | BEARING & SLEEVE<>METRIC<>Y TYPE<>BEARING WITHOUT HOUSING<>UCX 13
590 | A072020070010011 | BEARING & SLEEVE<>METRIC<>Y TYPE<>BEARING WITHOUT HOUSING<>UCX 16
591 | A072020070010012 | BEARING & SLEEVE<>METRIC<>Y TYPE<>BEARING WITHOUT HOUSING<>UC 308 - D1 N6
592 | A072020070020002 | BEARING & SLEEVE<>METRIC<>Y TYPE<>BEARING WITH HOUSING<>UCF 216 D1
593 | A072020070020003 | BEARING & SLEEVE<>METRIC<>Y TYPE<>BEARING WITH HOUSING<>UELP 208 D1
594 | A072020070020004 | BEARING & SLEEVE<>METRIC<>Y TYPE<>BEARING WITH HOUSING<>UCT 216 D1
595 | A072020070020006 | BEARING & SLEEVE<>METRIC<>Y TYPE<>BEARING WITH HOUSING<>UCP 205 D1
596 | A072020070020008 | BEARING & SLEEVE<>METRIC<>Y TYPE<>BEARING WITH HOUSING<>UCP 206 103 D1 / SY 1.3 / 16TF
597 | A072020070020009 | BEARING & SLEEVE<>METRIC<>Y TYPE<>BEARING WITH HOUSING<>UCP 207 107 D1 / SY 1.7 / 16 TF
598 | A072020070020016 | BEARING & SLEEVE<>METRIC<>Y TYPE<>BEARING WITH HOUSING<>UC 211- 203
599 | A072020070020017 | BEARING & SLEEVE<>METRIC<>Y TYPE<>BEARING WITH HOUSING<>UC 207- 23
600 | A072020070020018 | BEARING & SLEEVE<>METRIC<>Y TYPE<>BEARING WITH HOUSING<>UC 209- 27
601 | A072020070020019 | BEARING & SLEEVE<>METRIC<>Y TYPE<>BEARING WITH HOUSING<>UCF 308 DL
602 | A072020070020020 | BEARING & SLEEVE<>METRIC<>Y TYPE<>BEARING WITH HOUSING<>BEARING UCFX-10 (NTN )
603 | A072020070020021 | BEARING & SLEEVE<>METRIC<>Y TYPE<>BEARING WITH HOUSING<>P 207 / UC 207-23
604 | A072020070020022 | BEARING & SLEEVE<>METRIC<>Y TYPE<>BEARING WITH HOUSING<>P 209 / UC 209-211
605 | A072020070020023 | BEARING & SLEEVE<>METRIC<>Y TYPE<>BEARING WITH HOUSING<>P 211 / UC 211-203
606 | A072020070020024 | BEARING & SLEEVE<>METRIC<>Y TYPE<>BEARING WITH HOUSING<>P 214 / UC 214-211
607 | A072020070020025 | BEARING & SLEEVE<>METRIC<>Y TYPE<>BEARING WITH HOUSING<>NO UCP-204
608 | A072020070020027 | BEARING & SLEEVE<>METRIC<>Y TYPE<>BEARING WITH HOUSING<>CUCF 218 CE
609 | A072020070020028 | BEARING & SLEEVE<>METRIC<>Y TYPE<>BEARING WITH HOUSING<>UCP 210 D1
610 | A072020070020029 | BEARING & SLEEVE<>METRIC<>Y TYPE<>BEARING WITH HOUSING<>UC 208 -WMP 24
611 | A072020070020030 | BEARING & SLEEVE<>METRIC<>Y TYPE<>BEARING WITH HOUSING<>UC 210 -WMP 32
612 | A072020080010072 | BEARING & SLEEVE<>METRIC<>SLEEVE<>ADAPTER SLEEVE WITH LOCK NUT & WASHER<>H 208
613 | A072020100010003 | BEARING & SLEEVE<>METRIC<>RADIAL BALL<>SINGLE ROW DEEP GROOVE<>6021
614 | A072020120020001 | BEARING & SLEEVE<>METRIC<>TRACK ROLLLER<>STUD TYPE<>CAM FOLLOWER BEARING 6939
615 | A072030010010003 | BEARING & SLEEVE<>LOCKING ELEMENT<>LOCK NUT<>SERIES KM<>KM 10
616 | A072030010010007 | BEARING & SLEEVE<>LOCKING ELEMENT<>LOCK NUT<>SERIES KM<>KM 14
617 | A072030010010014 | BEARING & SLEEVE<>LOCKING ELEMENT<>LOCK NUT<>SERIES KM<>KM 20
618 | A072030010010047 | BEARING & SLEEVE<>LOCK ELEMENT<>LOCK NUT<>SERIES KM<>CRIC BRG KM 36
619 | A072030020010003 | BEARING & SLEEVE<>LOCKING ELEMENT<>LOCK WASHER<>SERIES MB<>MB 10
620 | A072030020020001 | BEARING & SLEEVE<>LOCKING ELEMENT<>LOCK WASHER<>SPHERED HOUSING<>U 216
621 | A117010080080002 | CHP<>CONVEYOR SYSTEM<>PULLEYS<>PILLOW BLOCK HEAVY DUTY WITH BRG<>UCPX-12- COMPLETE ASSEMBLY - MM
622 | A117010080080003 | CHP<>CONVEYOR SYSTEM<>PULLEYS<>PILLOW BLOCK HEAVY DUTY WITH BRG<>UCPX-13- COMPLETE ASSEMBLY - MM
623 | A117010080080004 | CHP<>CONVEYOR SYSTEM<>PULLEYS<>PILLOW BLOCK HEAVY DUTY WITH BRG<>UCPX-15- COMPLETE ASSEMBLY- MM
624 | A117010080080005 | CHP<>CONVEYOR SYSTEM<>PULLEYS<>PILLOW BLOCK HEAVY DUTY WITH BRG<>UCPX-16- COMPLETE ASSEMBLY- MM
625 | A117010080080006 | CHP<>CONVEYOR SYSTEM<>PULLEYS<>PILLOW BLOCK HEAVY DUTY WITH BRG<>UCPX-17- COMPLETE ASSEMBLY- MM
626 | A117010080080007 | CHP<>CONVEYOR SYSTEM<>PULLEYS<>PILLOW BLOCK HEAVY DUTY WITH BRG<>UCPX-18- COMPLETE ASSEMBLY- MM
627 | A117010080080008 | CHP<>CONVEYOR SYSTEM<>PULLEYS<>PILLOW BLOCK HEAVY DUTY WITH BRG<>UCPX-20- COMPLETE ASSEMBLY- MM
628 | A129010010010001 | PLUMMER BLOCK<>AXIAL LABYRINTH<>CLOSE END<>SHAFT DIA-100 MM<>FOR BEARING 22222 CK ASSY
629 | A129010010030002 | PLUMMER BLOCK<>AXIAL LABYRINTH<>CLOSE END<>SHAFT DIA-115 MM<>FOR BEARING 23026 CCK / W33
630 | A129010010040002 | PLUMMER BLOCK<>AXIAL LABYRINTH<>CLOSE END<>SHAFT DIA-125 MM<>FOR BEARING 23028 CCK / W33
631 | A129010010060003 | PLUMMER BLOCK<>AXIAL LABYRINTH<>CLOSE END<>SHAFT DIA-150 MM<>FOR BEARING 23034 CCK / W33
632 | A129010010070002 | PLUMMER BLOCK<>AXIAL LABYRINTH<>CLOSE END<>SHAFT DIA-160 MM<>FOR BEARING 22236 CCK / W33
633 | A129010010070003 | PLUMMER BLOCK<>AXIAL LABYRINTH<>CLOSE END<>SHAFT DIA-160 MM<>FOR BEARING 23036 CCK / W33
634 | A129010010070005 | PLUMMER BLOCK<>AXIAL LABYRINTH<>CLOSE END<>SHAFT DIA-160 MM<>FOR BEARING 23136 CCK / W33
635 | A129010010080003 | PLUMMER BLOCK<>AXIAL LABYRINTH<>CLOSE END<>SHAFT DIA-180 MM<>FOR BEARING 23040 CCK / W33
636 | A129010010080006 | PLUMMER BLOCK<>AXIAL LABYRINTH<>CLOSE END<>SHAFT DIA-180 MM<>FOR BEARING 23140 CCK / W33
637 | A129010010090003 | PLUMMER BLOCK<>AXIAL LABYRINTH<>CLOSE END<>SHAFT DIA-200 MM<>FOR BEARING 23044 CCK / W33
638 | A129010010090005 | PLUMMER BLOCK<>AXIAL LABYRINTH<>CLOSE END<>SHAFT DIA-200 MM<>FOR BEARING 23144 CCK / W33
639 | A129010010130002 | PLUMMER BLOCK<>AXIAL LABYRINTH<>CLOSE END<>SHAFT DIA-220 MM<>FOR BEARING 23148 CCK / W33
640 | A129010010140001 | PLUMMER BLOCK<>AXIAL LABYRINTH<>CLOSE END<>SHAFT DIA-140 MM<>FOR BEARING 23032 CCK / W33
641 | A129010010140002 | PLUMMER BLOCK<>AXIAL LABYRINTH<>CLOSE END<>SHAFT DIA-140 MM<>FOR BEARING 22232 CK
642 | A129010010150001 | PLUMMER BLOCK<>AXIAL LABYRINTH<>CLOSE END<>SHAFT DIA-300 MM<>FOR BEARING 23164 CCK / W33
643 | A129010010170001 | PLUMMER BLOCK<>AXIAL LABYRINTH<>CLOSE END<>SHAFT DIA-260 MM<>FOR BEARING 23156 CCK / W33
644 | A129010040060002 | PLUMMER BLOCK<>AXIAL LABYRINTH<>OPEN END<>SHAFT DIA-150 MM<>FOR BEARING 23034 CCK / W33
645 | A129010040070002 | PLUMMER BLOCK<>AXIAL LABYRINTH<>OPEN END<>SHAFT DIA-160 MM<>FOR BEARING 23036 CCK / W33
646 | A129010040070003 | PLUMMER BLOCK<>AXIAL LABYRINTH<>OPEN END<>SHAFT DIA-160 MM<>FOR BEARING 23136 CCK / W33
647 | A129010040080002 | PLUMMER BLOCK<>AXIAL LABYRINTH<>OPEN END<>SHAFT DIA-180 MM<>FOR BEARING 23040 CCK / W33
648 | A129010040080003 | PLUMMER BLOCK<>AXIAL LABYRINTH<>OPEN END<>SHAFT DIA-180 MM<>FOR BEARING 23140 CCK / W33
649 | A129010040090002 | PLUMMER BLOCK<>AXIAL LABYRINTH<>OPEN END<>SHAFT DIA-200 MM<>FOR BEARING 23044 CCK / W33
650 | A129010040090004 | PLUMMER BLOCK<>AXIAL LABYRINTH<>OPEN END<>SHAFT DIA-200 MM<>FOR BEARING 23144 CCK / W33
651 | A129010040130001 | PLUMMER BLOCK<>AXIAL LABYRINTH<>OPEN END<>SHAFT DIA-280 MM<>FOR BEARING 23060 CCK / W33
652 | A129010040160001 | PLUMMER BLOCK<>AXIAL LABYRINTH<>OPEN END<>SHAFT DIA-220 MM<>FOR BEARING 23148 CCK / W33
653 | A129010040170001 | PLUMMER BLOCK<>AXIAL LABYRINTH<>OPEN END<>SHAFT DIA-260 MM<>FOR BEARING 23156 CCK / W33
654 | A129020010010001 | PLUMMER BLOCK<>RADIAL LABYRINTH<>CLOSE END<>SERIES-SN<>SN-508 ASSY
655 | A129020010010008 | PLUMMER BLOCK<>RADIAL LABYRINTH<>CLOSE END<>SERIES-SN<>SN-516 ASSY
656 | A129020010010009 | PLUMMER BLOCK<>RADIAL LABYRINTH<>CLOSE END<>SERIES-SN<>SN-517 ASSY
657 | A129020010210001 | PLUMMER BLOCK<>RADIAL LABYRINTH<>CLOSE END<>SERIES-SNL<>SNL-512 ASSY
658 | A129020020020001 | PLUMMER BLOCK<>RADIAL LABYRINTH<>OPEN END<>SERIES-SN<>SN-508 ASSY
659 | A129020020020009 | PLUMMER BLOCK<>RADIAL LABYRINTH<>OPEN END<>SERIES-SN<>SN-517 ASSY
660 | A072020020030071 | BEARING & SLEEVE<>METRIC<>CYLINDRICAL ROLLER<>NJ TYPE<>CYLINDRICAL ROLLER BEARING NJ 313
661 | A072020030020043 | BEARING & SLEEVE<>METRIC<>NEEDLE ROLLER<>NEEDLE ROLLER<>NKI 17
662 | A072020010090695 | BEARING & SLEEVE<>METRIC<>BALL<>SINGLE ROW DEEP GROOVE<>GR D 6307 M
663 | A072020010090696 | BEARING & SLEEVE<>METRIC<>BALL<>SINGLE ROW DEEP GROOVE<>GR D 6009 2RS
664 | A072020010100074 | BEARING & SLEEVE<>METRIC<>BALL<>THRUST<>51407

## 19
GROUP-E BEARING
APPROVED VENDORS:
1) SKF INDIA LTD.(VID:51508)
2) SCHAEFFLER INDIA LIMITED.(VID:50460)
3) TIMKEN INDIA LTD. (VID: 51661)
4) AUSTIN ENGG. COMPANY LTD. (VID: 50181)
5) NSK INDIA SALES COMPANY PVT. LTD. (VID: 55007)
6) NATIONAL ENGG. INDUSTRIES LTD. (VID: 50969)
7) NTN BEARING INDIA LTD. (VID: 54505)
8) EPK BEARING INDIA PVT. LTD. (VID: 54563)
9) ABC BEARINGS LTD (VID: 55399)
SN | ITEM CODE | ITEM DESCRIPTION
1 | A072010010010002 | BEARING & SLEEVE<>BRITISH<>TAPER ROLLER<>LM<>LM 501349 / 501310
2 | A072010010040008 | BEARING & SLEEVE<>BRITISH<>TAPER ROLLER<>SINGLE ROW CUP AND CONE<>3984 / 2 / 3920 / 2 Q
3 | A072010010040011 | BEARING & SLEEVE<>BRITISH<>TAPER ROLLER<>SINGLE ROW CUP AND CONE<>15123 / 15245 / Q
4 | A072010010040012 | BEARING & SLEEVE<>BRITISH<>TAPER ROLLER<>SINGLE ROW CUP AND CONE<>93825 / 93125 T-S
5 | A072010010040020 | BEARING & SLEEVE<>BRITISH<>TAPER ROLLER<>SINGLE ROW CUP AND CONE<>11590 / 11520
6 | A072010010040021 | BEARING & SLEEVE<>BRITISH<>TAPER ROLLER<>SINGLE ROW CUP AND CONE<>24780 / 24720
7 | A072010010040024 | BEARING & SLEEVE<>BRITISH<>TAPER ROLLER<>SINGLE ROW CUP AND CONE<>KLM 48548 / KLM 48510
8 | A072010010040041 | BEARING & SLEEVE<>BRITISH<>TAPER ROLLER<>SINGLE ROW CUP AND CONE<>1220 / 1280
9 | A072010010040046 | BEARING & SLEEVE<>BRITISH<>TAPER ROLLER<>SINGLE ROW CUP AND CONE<>15005 / 15250
10 | A072010010040048 | BEARING & SLEEVE<>BRITISH<>TAPER ROLLER<>SINGLE ROW CUP AND CONE<>HM 516442 / 516410
11 | A072010010040049 | BEARING & SLEEVE<>BRITISH<>TAPER ROLLER<>SINGLE ROW CUP AND CONE<>02474 / 02420
12 | A072010010040050 | BEARING & SLEEVE<>BRITISH<>TAPER ROLLER<>SINGLE ROW CUP AND CONE<>3579 / 3525
13 | A072010010040054 | BEARING & SLEEVE<>BRITISH<>TAPER ROLLER<>SINGLE ROW CUP AND CONE<>CK-14131 / AK-11520
14 | A072010010040055 | BEARING & SLEEVE<>BRITISH<>TAPER ROLLER<>SINGLE ROW CUP AND CONE<>K-25577 / 25523
15 | A072010010040056 | BEARING & SLEEVE<>BRITISH<>TAPER ROLLER<>SINGLE ROW CUP AND CONE<>K-25877 / 25821
16 | A072010010040057 | BEARING & SLEEVE<>BRITISH<>TAPER ROLLER<>SINGLE ROW CUP AND CONE<>K-31594 / 31520
17 | A072010010040066 | BEARING & SLEEVE<>BRITISH<>TAPER ROLLER<>SINGLE ROW CUP AND CONE<>6580 / 6535 SET OF 2 CUP 2 CONE WITH SPACER
18 | A072010010040070 | BEARING & SLEEVE<>BRITISH<>TAPER ROLLER<>SINGLE ROW CUP AND CONE<>90381/90744
19 | A072010010040071 | BEARING & SLEEVE<>BRITISH<>TAPER ROLLER<>SINGLE ROW CUP AND CONE<>748S/742
20 | A072010020010015 | BEARING & SLEEVE<>BRITISH<>CYLINDRICAL ROLLER<>SINGLE ROW<>RHP-MRJ-1.1/4 J
21 | A072010020010016 | BEARING & SLEEVE<>BRITISH<>CYLINDRICAL ROLLER<>SINGLE ROW<>CRL-11
22 | A072010020010017 | BEARING & SLEEVE<>BRITISH<>CYLINDRICAL ROLLER<>SINGLE ROW<>SL-12-2012
23 | A072010030010003 | BEARING & SLEEVE<>BRITISH<>BALL<>SINGLE ROW DEEP GROOVE<>RMS 10
24 | A072010030010004 | BEARING & SLEEVE<>BRITISH<>BALL<>SINGLE ROW DEEP GROOVE<>RMS 20
25 | A072010030010018 | BEARING & SLEEVE<>BRITISH<>BALL<>SINGLE ROW DEEP GROOVE<>RLS 11
26 | A072010030010028 | BEARING & SLEEVE<>BRITISH<>BALL<>SINGLE ROW DEEP GROOVE<>6022
27 | A072010030010031 | BEARING & SLEEVE<>BRITISH<>BALL<>SINGLE ROW DEEP GROOVE<>RLS 10
28 | A072010030030001 | BEARING & SLEEVE<>BRITISH<>BALL<>THRUST<>O-11
29 | A072010030030002 | BEARING & SLEEVE<>BRITISH<>BALL<>THRUST<>EW 2
30 | A072010040020001 | BEARING & SLEEVE<>BRITISH<>Y TYPE<>BEARING WITH HOUSING<>UCF 208- 108 D1 (EQ. F 208J / FY 108-1-1 / 2 INCHES)
31 | A072010040020002 | BEARING & SLEEVE<>BRITISH<>Y TYPE<>BEARING WITH HOUSING<>UCF 211-203 D1 (EQ. F 211J / FY 203-2.3 / 16 INCHES)
32 | A072010040020006 | BEARING & SLEEVE<>BRITISH<>Y TYPE<>BEARING WITH HOUSING<>UCP 206
33 | A072010040030001 | BEARING & SLEEVE<>BRITISH<>Y TYPE<>BEARING WITHOUT HOUSING<>UC 211-200
34 | A072010040030003 | BEARING & SLEEVE<>BRITISH<>Y TYPE<>BEARING WITHOUT HOUSING<>FYRP 3.15 / 16 H PILLOW BLOCK
35 | A072010050010001 | BEARING & SLEEVE<>BRITISH<>NEEDLE ROLLER<>SINGLE ROW<>SJ 7235
36 | A072010050010002 | BEARING & SLEEVE<>BRITISH<>NEEDLE ROLLER<>SINGLE ROW<>CYR -1-3/8 INCH
37 | A072010050020001 | BEARING & SLEEVE<>BRITISH<>NEEDLE ROLLER<>DIUBLE ROW<>MAC GILL 3/8 INCHES
38 | A072010060010001 | BEARING & SLEEVE<>BRITISH<>TRACK ROLLER<>YOKE TYPE<>BCFL-1-S CAM FOLLOWER
39 | A072020010010001 | BEARING & SLEEVES<>METRIC<>BALL<>AXIAL<>51213A CSSR JK
40 | A072020010030001 | BEARING & SLEEVE<>METRIC<>BALL<>DOUBLE ROW ANGULAR CONTACT<>3203 ETN9
41 | A072020010030005 | BEARING & SLEEVE<>METRIC<>BALL<>DOUBLE ROW ANGULAR CONTACT<>3213 A
42 | A072020010030006 | BEARING & SLEEVE<>METRIC<>BALL<>DOUBLE ROW ANGULAR CONTACT<>3214 A
43 | A072020010030007 | BEARING & SLEEVE<>METRIC<>BALL<>DOUBLE ROW ANGULAR CONTACT<>3304 AP
44 | A072020010030008 | BEARING & SLEEVE<>METRIC<>BALL<>DOUBLE ROW ANGULAR CONTACT<>3305 AP
45 | A072020010030009 | BEARING & SLEEVE<>METRIC<>BALL<>DOUBLE ROW ANGULAR CONTACT<>3307 AC3
46 | A072020010030010 | BEARING & SLEEVE<>METRIC<>BALL<>DOUBLE ROW ANGULAR CONTACT<>3309 J
47 | A072020010030011 | BEARING & SLEEVE<>METRIC<>BALL<>DOUBLE ROW ANGULAR CONTACT<>3311 A
48 | A072020010030012 | BEARING & SLEEVE<>METRIC<>BALL<>DOUBLE ROW ANGULAR CONTACT<>3313 A
49 | A072020010030015 | BEARING & SLEEVE<>METRIC<>BALL<>DOUBLE ROW ANGULAR CONTACT<>3207 C3
50 | A072020010030017 | BEARING & SLEEVE<>METRIC<>BALL<>DOUBLE ROW ANGULAR CONTACT<>3308 ATN9
51 | A072020010030018 | BEARING & SLEEVE<>METRIC<>BALL<>DOUBLE ROW ANGULAR CONTACT<>7211
52 | A072020010030019 | BEARING & SLEEVE<>METRIC<>BALL<>DOUBLE ROW ANGULAR CONTACT<>3313 BTVH
53 | A072020010030021 | BEARING & SLEEVE<>METRIC<>BALL<>DOUBLE ROW ANGULAR CONTACT<>7307 BECBM
54 | A072020010030022 | BEARING & SLEEVE<>METRIC<>BALL<>DOUBLE ROW ANGULAR CONTACT<>7309 BECBM
55 | A072020010030027 | BEARING & SLEEVE<>METRIC<>BALL<>DOUBLE ROW ANGULAR CONTACT<>3306 ATN9
56 | A072020010030028 | BEARING & SLEEVE<>METRIC<>BALL<>DOUBLE ROW ANGULAR CONTACT<>3307 ATN9
57 | A072020010030029 | BEARING & SLEEVE<>METRIC<>BALL<>DOUBLE ROW ANGULAR CONTACT<>3207
58 | A072020010030030 | BEARING & SLEEVE<>METRIC<>BALL<>DOUBLE ROW ANGULAR CONTACT<>3309 B
59 | A072020010030032 | BEARING & SLEEVE<>METRIC<>BALL<>DOUBLE ROW ANGULAR CONTACT<>3308 A
60 | A072020010030033 | BEARING & SLEEVE<>METRIC<>BALL<>DOUBLE ROW ANGULAR CONTACT<>3309 A
61 | A072020010030039 | BEARING & SLEEVE<>METRIC<>BALL<>DOUBLE ROW ANGULAR CONTACT<>3304
62 | A072020010030040 | BEARING & SLEEVE<>METRIC<>BALL<>DOUBLE ROW ANGULAR CONTACT<>3306
63 | A072020010030042 | BEARING & SLEEVE<>METRIC<>BALL<>DOUBLE ROW ANGULAR CONTACT<>3206 ETN9
64 | A072020010030045 | BEARING & SLEEVE<>METRIC<>BALL<>DOUBLE ROW ANGULAR CONTACT<>3208
65 | A072020010030046 | BEARING & SLEEVE<>METRIC<>BALL<>DOUBLE ROW ANGULAR CONTACT<>3208 ATN 09
66 | A072020010030047 | BEARING & SLEEVE<>METRIC<>BALL<>DOUBLE ROW ANGULAR CONTACT<>3318
67 | A072020010030050 | BEARING & SLEEVE<>METRIC<>BALL<>DOUBLE ROW ANGULAR CONTACT<>3302
68 | A072020010030056 | BEARING & SLEEVE<>METRIC<>BALL<>DOUBLE ROW ANGULAR CONTACT<>3204
69 | A072020010040002 | BEARING & SLEEVE<>METRIC<>BALL<>DOUBLE ROW DEEP GROOVE<>4203 ATN9
70 | A072020010040003 | BEARING & SLEEVE<>METRIC<>BALL<>DOUBLE ROW DEEP GROOVE<>4307 ATN9
71 | A072020010040004 | BEARING & SLEEVE<>METRIC<>BALL<>DOUBLE ROW DEEP GROOVE<>4311 ATN9
72 | A072020010040012 | BEARING & SLEEVE<>METRIC<>BALL<>DOUBLE ROW DEEP GROOVE<>4311 B TVH
73 | A072020010050001 | BEARING & SLEEVE<>METRIC<>BALL<>FOUR PONT CONTACT<>QJ 308 MA
74 | A072020010050003 | BEARING & SLEEVE<>METRIC<>BALL<>FOUR PONT CONTACT<>QJ 209 MA / C2
75 | A072020010070004 | BEARING & SLEEVE<>METRIC<>BALL<>SELF ALIGNING DOUBLE ROW<>1203 ETN9
76 | A072020010070005 | BEARING & SLEEVE<>METRIC<>BALL<>SELF ALIGNING DOUBLE ROW<>1204 ETN9
77 | A072020010070006 | BEARING & SLEEVE<>METRIC<>BALL<>SELF ALIGNING DOUBLE ROW<>1210 ETN9
78 | A072020010070007 | BEARING & SLEEVE<>METRIC<>BALL<>SELF ALIGNING DOUBLE ROW<>1211 EKTN9
79 | A072020010070008 | BEARING & SLEEVE<>METRIC<>BALL<>SELF ALIGNING DOUBLE ROW<>1213 EKTN9
80 | A072020010070011 | BEARING & SLEEVE<>METRIC<>BALL<>SELF ALIGNING DOUBLE ROW<>1220 K
81 | A072020010070012 | BEARING & SLEEVE<>METRIC<>BALL<>SELF ALIGNING DOUBLE ROW<>1222 K
82 | A072020010070014 | BEARING & SLEEVE<>METRIC<>BALL<>SELF ALIGNING DOUBLE ROW<>1304 ETN9
83 | A072020010070015 | BEARING & SLEEVE<>METRIC<>BALL<>SELF ALIGNING DOUBLE ROW<>1307 ETN9
84 | A072020010070016 | BEARING & SLEEVE<>METRIC<>BALL<>SELF ALIGNING DOUBLE ROW<>1307 EKTN9
85 | A072020010070017 | BEARING & SLEEVE<>METRIC<>BALL<>SELF ALIGNING DOUBLE ROW<>1311 EKTN9
86 | A072020010070018 | BEARING & SLEEVE<>METRIC<>BALL<>SELF ALIGNING DOUBLE ROW<>1315 K
87 | A072020010070019 | BEARING & SLEEVE<>METRIC<>BALL<>SELF ALIGNING DOUBLE ROW<>1320 K
88 | A072020010070021 | BEARING & SLEEVE<>METRIC<>BALL<>SELF ALIGNING DOUBLE ROW<>2207 ETN9
89 | A072020010070022 | BEARING & SLEEVE<>METRIC<>BALL<>SELF ALIGNING DOUBLE ROW<>2209 EKTN9
90 | A072020010070023 | BEARING & SLEEVE<>METRIC<>BALL<>SELF ALIGNING DOUBLE ROW<>2210 EKP
91 | A072020010070027 | BEARING & SLEEVE<>METRIC<>BALL<>SELF ALIGNING DOUBLE ROW<>2218 KJ
92 | A072020010070030 | BEARING & SLEEVE<>METRIC<>BALL<>SELF ALIGNING DOUBLE ROW<>2303 J
93 | A072020010070031 | BEARING & SLEEVE<>METRIC<>BALL<>SELF ALIGNING DOUBLE ROW<>2305 ETN9
94 | A072020010070032 | BEARING & SLEEVE<>METRIC<>BALL<>SELF ALIGNING DOUBLE ROW<>2309 ETN9
95 | A072020010070033 | BEARING & SLEEVE<>METRIC<>BALL<>SELF ALIGNING DOUBLE ROW<>2309 EKTN9
96 | A072020010070034 | BEARING & SLEEVE<>METRIC<>BALL<>SELF ALIGNING DOUBLE ROW<>2313 K
97 | A072020010070036 | BEARING & SLEEVE<>METRIC<>BALL<>SELF ALIGNING DOUBLE ROW<>2314 K
98 | A072020010070037 | BEARING & SLEEVE<>METRIC<>BALL<>SELF ALIGNING DOUBLE ROW<>2316 K
99 | A072020010070038 | BEARING & SLEEVE<>METRIC<>BALL<>SELF ALIGNING DOUBLE ROW<>2305 M
100 | A072020010070039 | BEARING & SLEEVE<>METRIC<>BALL<>SELF ALIGNING DOUBLE ROW<>ZZZ DUP 2305 M
101 | A072020010070040 | BEARING & SLEEVE<>METRIC<>BALL<>SELF ALIGNING DOUBLE ROW<>2201 ETN9
102 | A072020010070042 | BEARING & SLEEVE<>METRIC<>BALL<>SELF ALIGNING DOUBLE ROW<>2208 ETN9
103 | A072020010070044 | BEARING & SLEEVE<>METRIC<>BALL<>SELF ALIGNING DOUBLE ROW<>1308 EKTN9
104 | A072020010070046 | BEARING & SLEEVE<>METRIC<>BALL<>SELF ALIGNING DOUBLE ROW<>1209 EKTN9
105 | A072020010070047 | BEARING & SLEEVE<>METRIC<>BALL<>SELF ALIGNING DOUBLE ROW<>1210 EKTN9
106 | A072020010070048 | BEARING & SLEEVE<>METRIC<>BALL<>SELF ALIGNING DOUBLE ROW<>1306 EKTN9
107 | A072020010070049 | BEARING & SLEEVE<>METRIC<>BALL<>SELF ALIGNING DOUBLE ROW<>1217 K
108 | A072020010070058 | BEARING & SLEEVE<>METRIC<>BALL<>SELF ALIGNING DOUBLE ROW<>2309 ETN9C3
109 | A072020010070060 | BEARING & SLEEVE<>METRIC<>BALL<>SELF ALIGNING DOUBLE ROW<>2310 C3
110 | A072020010070061 | BEARING & SLEEVE<>METRIC<>BALL<>SELF ALIGNING DOUBLE ROW<>2212 ETN9
111 | A072020010070062 | BEARING & SLEEVE<>METRIC<>BALL<>SELF ALIGNING DOUBLE ROW<>2213 EKTN9
112 | A072020010070065 | BEARING & SLEEVE<>METRIC<>BALL<>SELF ALIGNING DOUBLE ROW<>2212
113 | A072020010070067 | BEARING & SLEEVE<>METRIC<>BALL<>SELF ALIGNING DOUBLE ROW<>1211 K
114 | A072020010070068 | BEARING & SLEEVE<>METRIC<>BALL<>SELF ALIGNING DOUBLE ROW<>1220
115 | A072020010070069 | BEARING & SLEEVE<>METRIC<>BALL<>SELF ALIGNING DOUBLE ROW<>2201
116 | A072020010070071 | BEARING & SLEEVE<>METRIC<>BALL<>SELF ALIGNING DOUBLE ROW<>1213 K
117 | A072020010070072 | BEARING & SLEEVE<>METRIC<>BALL<>SELF ALIGNING DOUBLE ROW<>2311 K TV C3
118 | A072020010070084 | BEARING & SLEEVE<>METRIC<>BALL<>SELF ALIGNING DOUBLE ROW<>1219
119 | A072020010070088 | BEARING & SLEEVE<>METRIC<>BALL<>SELF ALIGNING DOUBLE ROW<>2216 EKTN9
120 | A072020010070098 | BEARING & SLEEVE<>METRIC<>BALL<>SELF ALIGNING DOUBLE ROW<>1218 K
121 | A072020010080001 | BEARING & SLEEVE<>METRIC<>BALL<>SINGLE ROW ANGULAR CONTACT<>7214 BEP
122 | A072020010080010 | BEARING & SLEEVES<>METRIC<>BALL<>SINGLE ROW ANGULAR CONTACT<>7308 BECBJ
123 | A072020010080011 | BEARING & SLEEVE<>METRIC<>BALL<>SINGLE ROW ANGULAR CONTACT<>7309 BECBJ
124 | A072020010080013 | BEARING & SLEEVE<>METRIC<>BALL<>SINGLE ROW ANGULAR CONTACT<>7311 BECBJ EXPLORE SERIES
125 | A072020010080014 | BEARING & SLEEVE<>METRIC<>BALL<>SINGLE ROW ANGULAR CONTACT<>7311 BECBP
126 | A072020010080019 | BEARING & SLEEVE<>METRIC<>BALL<>SINGLE ROW ANGULAR CONTACT<>7319 BECB M
127 | A072020010080020 | BEARING & SLEEVE<>METRIC<>BALL<>SINGLE ROW ANGULAR CONTACT<>7204 BEP
128 | A072020010080021 | BEARING & SLEEVE<>METRIC<>BALL<>SINGLE ROW ANGULAR CONTACT<>7205 BEP
129 | A072020010080022 | BEARING & SLEEVE<>METRIC<>BALL<>SINGLE ROW ANGULAR CONTACT<>7206 BEP
130 | A072020010080023 | BEARING & SLEEVE<>METRIC<>BALL<>SINGLE ROW ANGULAR CONTACT<>7207 BEP
131 | A072020010080024 | BEARING & SLEEVE<>METRIC<>BALL<>SINGLE ROW ANGULAR CONTACT<>7208 BEP
132 | A072020010080025 | BEARING & SLEEVE<>METRIC<>BALL<>SINGLE ROW ANGULAR CONTACT<>7209 BEP
133 | A072020010080026 | BEARING & SLEEVE<>METRIC<>BALL<>SINGLE ROW ANGULAR CONTACT<>7210 BEP
134 | A072020010080027 | BEARING & SLEEVE<>METRIC<>BALL<>SINGLE ROW ANGULAR CONTACT<>7212 BEP
135 | A072020010080029 | BEARING & SLEEVE<>METRIC<>BALL<>SINGLE ROW ANGULAR CONTACT<>7215 BEP
136 | A072020010080035 | BEARING & SLEEVE<>METRIC<>BALL<>SINGLE ROW ANGULAR CONTACT<>7305 BEP
137 | A072020010080037 | BEARING & SLEEVE<>METRIC<>BALL<>SINGLE ROW ANGULAR CONTACT<>7307 BEP
138 | A072020010080038 | BEARING & SLEEVE<>METRIC<>BALL<>SINGLE ROW ANGULAR CONTACT<>7308 BEP
139 | A072020010080039 | BEARING & SLEEVE<>METRIC<>BALL<>SINGLE ROW ANGULAR CONTACT<>7309 BEP
140 | A072020010080040 | BEARING & SLEEVE<>METRIC<>BALL<>SINGLE ROW ANGULAR CONTACT<>7310 BEP
141 | A072020010080045 | BEARING & SLEEVE<>METRIC<>BALL<>SINGLE ROW ANGULAR CONTACT<>7314 BEP
142 | A072020010080056 | BEARING & SLEEVE<>METRIC<>BALL<>SINGLE ROW ANGULAR CONTACT<>7211 BEP
143 | A072020010080058 | BEARING & SLEEVE<>METRIC<>BALL<>SINGLE ROW ANGULAR CONTACT<>7315 BEP
144 | A072020010080069 | BEARING & SLEEVE<>METRIC<>BALL<>SINGLE ROW ANGULAR CONTACT<>7326 BM
145 | A072020010080070 | BEARING & SLEEVE<>METRIC<>BALL<>SINGLE ROW ANGULAR CONTACT<>7309 BECBM
146 | A072020010080071 | BEARING & SLEEVE<>METRIC<>BALL<>SINGLE ROW ANGULAR CONTACT<>7320 BEM
147 | A072020010080081 | BEARING & SLEEVE<>METRIC<>BALL<>SINGLE ROW ANGULAR CONTACT<>7216 BECBJ
148 | A072020010080087 | BEARING & SLEEVE<>METRIC<>BALL<>SINGLE ROW ANGULAR CONTACT<>7309
149 | A072020010080088 | BEARING & SLEEVE<>METRIC<>BALL<>SINGLE ROW ANGULAR CONTACT<>7315
150 | A072020010080091 | BEARING & SLEEVE<>METRIC<>BALL<>SINGLE ROW ANGULAR CONTACT<>7316
151 | A072020010080092 | BEARING & SLEEVE<>METRIC<>BALL<>SINGLE ROW ANGULAR CONTACT<>7220 BECBM
152 | A072020010080095 | BEARING & SLEEVE<>METRIC<>BALL<>SINGLE ROW ANGULAR CONTACT<>7318 BEM
153 | A072020010080096 | BEARING & SLEEVE<>METRIC<>BALL<>SINGLE ROW ANGULAR CONTACT<>7332 BEM
154 | A072020010080097 | BEARING & SLEEVE<>METRIC<>BALL<>SINGLE ROW ANGULAR CONTACT<>7316 BEM
155 | A072020010080104 | BEARING & SLEEVE<>METRIC<>BALL<>SINGLE ROW ANGULAR CONTACT<>7313 B
156 | A072020010080114 | BEARING & SLEEVE<>METRIC<>BALL<>SINGLE ROW ANGULAR CONTACT<>ND 45309 W
157 | A072020010080116 | BEARING & SLEEVE<>METRIC<>BALL<>SINGLE ROW ANGULAR CONTACT<>7309 BECBP
158 | A072020010080117 | BEARING & SLEEVE<>METRIC<>BALL<>SINGLE ROW ANGULAR CONTACT<>7313
159 | A072020010080120 | BEARING & SLEEVE<>METRIC<>BALL<>SINGLE ROW ANGULAR CONTACT<>7217 B
160 | A072020010090001 | BEARING & SLEEVE<>METRIC<>BALL<>SINGLE ROW DEEP GROOVE<>6000
161 | A072020010090004 | BEARING & SLEEVE<>METRIC<>BALL<>SINGLE ROW DEEP GROOVE<>6007
162 | A072020010090011 | BEARING & SLEEVE<>METRIC<>BALL<>SINGLE ROW DEEP GROOVE<>16004 MT33CN
163 | A072020010090012 | BEARING & SLEEVE<>METRIC<>BALL<>SINGLE ROW DEEP GROOVE<>6000 Z
164 | A072020010090013 | BEARING & SLEEVE<>METRIC<>BALL<>SINGLE ROW DEEP GROOVE<>6001 Z
165 | A072020010090018 | BEARING & SLEEVE<>METRIC<>BALL<>SINGLE ROW DEEP GROOVE<>6014 ZZC3
166 | A072020010090020 | BEARING & SLEEVE<>METRIC<>BALL<>SINGLE ROW DEEP GROOVE<>6201 Z
167 | A072020010090021 | BEARING & SLEEVE<>METRIC<>BALL<>SINGLE ROW DEEP GROOVE<>6204 C3
168 | A072020010090022 | BEARING & SLEEVE<>METRIC<>BALL<>SINGLE ROW DEEP GROOVE<>6204 ZC3
169 | A072020010090024 | BEARING & SLEEVE<>METRIC<>BALL<>SINGLE ROW DEEP GROOVE<>6209 ZZ
170 | A072020010090026 | BEARING & SLEEVE<>METRIC<>BALL<>SINGLE ROW DEEP GROOVE<>6210 C3
171 | A072020010090027 | BEARING & SLEEVE<>METRIC<>BALL<>SINGLE ROW DEEP GROOVE<>6210 Z
172 | A072020010090029 | BEARING & SLEEVE<>METRIC<>BALL<>SINGLE ROW DEEP GROOVE<>6210 ZZ
173 | A072020010090032 | BEARING & SLEEVE<>METRIC<>BALL<>SINGLE ROW DEEP GROOVE<>6214 C3
174 | A072020010090034 | BEARING & SLEEVE<>METRIC<>BALL<>SINGLE ROW DEEP GROOVE<>6215 C3
175 | A072020010090037 | BEARING & SLEEVE<>METRIC<>BALL<>SINGLE ROW DEEP GROOVE<>6305 ZC3
176 | A072020010090038 | BEARING & SLEEVE<>METRIC<>BALL<>SINGLE ROW DEEP GROOVE<>6306 C3
177 | A072020010090039 | BEARING & SLEEVE<>METRIC<>BALL<>SINGLE ROW DEEP GROOVE<>6306 2Z
178 | A072020010090046 | BEARING & SLEEVE<>METRIC<>BALL<>SINGLE ROW DEEP GROOVE<>6310 NC3
179 | A072020010090047 | BEARING & SLEEVE<>METRIC<>BALL<>SINGLE ROW DEEP GROOVE<>6310 2Z
180 | A072020010090051 | BEARING & SLEEVE<>METRIC<>BALL<>SINGLE ROW DEEP GROOVE<>6000 2Z
181 | A072020010090053 | BEARING & SLEEVE<>METRIC<>BALL<>SINGLE ROW DEEP GROOVE<>6002
182 | A072020010090056 | BEARING & SLEEVE<>METRIC<>BALL<>SINGLE ROW DEEP GROOVE<>6003 2Z
183 | A072020010090058 | BEARING & SLEEVE<>METRIC<>BALL<>SINGLE ROW DEEP GROOVE<>6004 2Z
184 | A072020010090059 | BEARING & SLEEVE<>METRIC<>BALL<>SINGLE ROW DEEP GROOVE<>6005 Z
185 | A072020010090061 | BEARING & SLEEVE<>METRIC<>BALL<>SINGLE ROW DEEP GROOVE<>6006
186 | A072020010090062 | BEARING & SLEEVE<>METRIC<>BALL<>SINGLE ROW DEEP GROOVE<>6006 ZZ
187 | A072020010090063 | BEARING & SLEEVE<>METRIC<>BALL<>SINGLE ROW DEEP GROOVE<>6007 Z
188 | A072020010090064 | BEARING & SLEEVE<>METRIC<>BALL<>SINGLE ROW DEEP GROOVE<>6007 2RS1
189 | A072020010090065 | BEARING & SLEEVE<>METRIC<>BALL<>SINGLE ROW DEEP GROOVE<>6008
190 | A072020010090066 | BEARING & SLEEVE<>METRIC<>BALL<>SINGLE ROW DEEP GROOVE<>6009
191 | A072020010090069 | BEARING & SLEEVE<>METRIC<>BALL<>SINGLE ROW DEEP GROOVE<>6012
192 | A072020010090070 | BEARING & SLEEVE<>METRIC<>BALL<>SINGLE ROW DEEP GROOVE<>6014
193 | A072020010090071 | BEARING & SLEEVE<>METRIC<>BALL<>SINGLE ROW DEEP GROOVE<>6015
194 | A072020010090073 | BEARING & SLEEVE<>METRIC<>BALL<>SINGLE ROW DEEP GROOVE<>6016 Z
195 | A072020010090075 | BEARING & SLEEVE<>METRIC<>BALL<>SINGLE ROW DEEP GROOVE<>6019 C4
196 | A072020010090076 | BEARING & SLEEVE<>METRIC<>BALL<>SINGLE ROW DEEP GROOVE<>6020 2Z
197 | A072020010090077 | BEARING & SLEEVE<>METRIC<>BALL<>SINGLE ROW DEEP GROOVE<>6020 C3
198 | A072020010090083 | BEARING & SLEEVE<>METRIC<>BALL<>SINGLE ROW DEEP GROOVE<>608 2Z
199 | A072020010090084 | BEARING & SLEEVE<>METRIC<>BALL<>SINGLE ROW DEEP GROOVE<>609
200 | A072020010090085 | BEARING & SLEEVE<>METRIC<>BALL<>SINGLE ROW DEEP GROOVE<>6200
201 | A072020010090086 | BEARING & SLEEVE<>METRIC<>BALL<>SINGLE ROW DEEP GROOVE<>6200 2Z
202 | A072020010090087 | BEARING & SLEEVE<>METRIC<>BALL<>SINGLE ROW DEEP GROOVE<>6201
203 | A072020010090089 | BEARING & SLEEVE<>METRIC<>BALL<>SINGLE ROW DEEP GROOVE<>6202
204 | A072020010090090 | BEARING & SLEEVE<>METRIC<>BALL<>SINGLE ROW DEEP GROOVE<>6202 2ZC3
205 | A072020010090091 | BEARING & SLEEVE<>METRIC<>BALL<>SINGLE ROW DEEP GROOVE<>6202 ZC3
206 | A072020010090092 | BEARING & SLEEVE<>METRIC<>BALL<>SINGLE ROW DEEP GROOVE<>6202 C3
207 | A072020010090094 | BEARING & SLEEVE<>METRIC<>BALL<>SINGLE ROW DEEP GROOVE<>6203 Z
208 | A072020010090096 | BEARING & SLEEVE<>METRIC<>BALL<>SINGLE ROW DEEP GROOVE<>6203 2RS1
209 | A072020010090097 | BEARING & SLEEVE<>METRIC<>BALL<>SINGLE ROW DEEP GROOVE<>6204
210 | A072020010090100 | BEARING & SLEEVE<>METRIC<>BALL<>SINGLE ROW DEEP GROOVE<>6205 RS1
211 | A072020010090102 | BEARING & SLEEVE<>METRIC<>BALL<>SINGLE ROW DEEP GROOVE<>6205 2RS1
212 | A072020010090106 | BEARING & SLEEVE<>METRIC<>BALL<>SINGLE ROW DEEP GROOVE<>6206 2RS1
213 | A072020010090107 | BEARING & SLEEVE<>METRIC<>BALL<>SINGLE ROW DEEP GROOVE<>6206 C4
214 | A072020010090110 | BEARING & SLEEVE<>METRIC<>BALL<>SINGLE ROW DEEP GROOVE<>6208
215 | A072020010090111 | BEARING & SLEEVE<>METRIC<>BALL<>SINGLE ROW DEEP GROOVE<>6208 Z
216 | A072020010090113 | BEARING & SLEEVE<>METRIC<>BALL<>SINGLE ROW DEEP GROOVE<>6208 N
217 | A072020010090115 | BEARING & SLEEVE<>METRIC<>BALL<>SINGLE ROW DEEP GROOVE<>6209 Z
218 | A072020010090116 | BEARING & SLEEVE<>METRIC<>BALL<>SINGLE ROW DEEP GROOVE<>6209 N
219 | A072020010090117 | BEARING & SLEEVE<>METRIC<>BALL<>SINGLE ROW DEEP GROOVE<>6209 C3
220 | A072020010090124 | BEARING & SLEEVE<>METRIC<>BALL<>SINGLE ROW DEEP GROOVE<>6212 C3
221 | A072020010090129 | BEARING & SLEEVE<>METRIC<>BALL<>SINGLE ROW DEEP GROOVE<>6215 Z
222 | A072020010090131 | BEARING & SLEEVE<>METRIC<>BALL<>SINGLE ROW DEEP GROOVE<>6217
223 | A072020010090135 | BEARING & SLEEVE<>METRIC<>BALL<>SINGLE ROW DEEP GROOVE<>6219
224 | A072020010090137 | BEARING & SLEEVE<>METRIC<>BALL<>SINGLE ROW DEEP GROOVE<>6220
225 | A072020010090146 | BEARING & SLEEVE<>METRIC<>BALL<>SINGLE ROW DEEP GROOVE<>629 ZZ
226 | A072020010090147 | BEARING & SLEEVE<>METRIC<>BALL<>SINGLE ROW DEEP GROOVE<>6300
227 | A072020010090150 | BEARING & SLEEVE<>METRIC<>BALL<>SINGLE ROW DEEP GROOVE<>6301 2Z
228 | A072020010090151 | BEARING & SLEEVE<>METRIC<>BALL<>SINGLE ROW DEEP GROOVE<>6302
229 | A072020010090152 | BEARING & SLEEVE<>METRIC<>BALL<>SINGLE ROW DEEP GROOVE<>6302 2Z
230 | A072020010090153 | BEARING & SLEEVE<>METRIC<>BALL<>SINGLE ROW DEEP GROOVE<>6302 ZC3
231 | A072020010090154 | BEARING & SLEEVE<>METRIC<>BALL<>SINGLE ROW DEEP GROOVE<>6303
232 | A072020010090155 | BEARING & SLEEVE<>METRIC<>BALL<>SINGLE ROW DEEP GROOVE<>6303 Z
233 | A072020010090156 | BEARING & SLEEVE<>METRIC<>BALL<>SINGLE ROW DEEP GROOVE<>6303 2Z
234 | A072020010090158 | BEARING & SLEEVE<>METRIC<>BALL<>SINGLE ROW DEEP GROOVE<>6304 Z
235 | A072020010090159 | BEARING & SLEEVE<>METRIC<>BALL<>SINGLE ROW DEEP GROOVE<>6304 2Z
236 | A072020010090160 | BEARING & SLEEVE<>METRIC<>BALL<>SINGLE ROW DEEP GROOVE<>6305
237 | A072020010090162 | BEARING & SLEEVE<>METRIC<>BALL<>SINGLE ROW DEEP GROOVE<>6305 2Z
238 | A072020010090163 | BEARING & SLEEVE<>METRIC<>BALL<>SINGLE ROW DEEP GROOVE<>6305 C3
239 | A072020010090167 | BEARING & SLEEVE<>METRIC<>BALL<>SINGLE ROW DEEP GROOVE<>6307 Z
240 | A072020010090171 | BEARING & SLEEVE<>METRIC<>BALL<>SINGLE ROW DEEP GROOVE<>6308 ZN
241 | A072020010090173 | BEARING & SLEEVE<>METRIC<>BALL<>SINGLE ROW DEEP GROOVE<>6309 ZC3
242 | A072020010090175 | BEARING & SLEEVE<>METRIC<>BALL<>SINGLE ROW DEEP GROOVE<>6309 A
243 | A072020010090176 | BEARING & SLEEVE<>METRIC<>BALL<>SINGLE ROW DEEP GROOVE<>6309 AM / P6
244 | A072020010090178 | BEARING & SLEEVE<>METRIC<>BALL<>SINGLE ROW DEEP GROOVE<>6310 Z
245 | A072020010090182 | BEARING & SLEEVE<>METRIC<>BALL<>SINGLE ROW DEEP GROOVE<>6312 C4
246 | A072020010090185 | BEARING & SLEEVE<>METRIC<>BALL<>SINGLE ROW DEEP GROOVE<>6313 C4
247 | A072020010090198 | BEARING & SLEEVE<>METRIC<>BALL<>SINGLE ROW DEEP GROOVE<>6321
248 | A072020010090204 | BEARING & SLEEVE<>METRIC<>BALL<>SINGLE ROW DEEP GROOVE<>6404
249 | A072020010090206 | BEARING & SLEEVE<>METRIC<>BALL<>SINGLE ROW DEEP GROOVE<>6406
250 | A072020010090208 | BEARING & SLEEVE<>METRIC<>BALL<>SINGLE ROW DEEP GROOVE<>6406 ZZ
251 | A072020010090209 | BEARING & SLEEVE<>METRIC<>BALL<>SINGLE ROW DEEP GROOVE<>6406 C3
252 | A072020010090210 | BEARING & SLEEVE<>METRIC<>BALL<>SINGLE ROW DEEP GROOVE<>6407
253 | A072020010090211 | BEARING & SLEEVE<>METRIC<>BALL<>SINGLE ROW DEEP GROOVE<>6408
254 | A072020010090212 | BEARING & SLEEVE<>METRIC<>BALL<>SINGLE ROW DEEP GROOVE<>6409
255 | A072020010090213 | BEARING & SLEEVE<>METRIC<>BALL<>SINGLE ROW DEEP GROOVE<>6412
256 | A072020010090214 | BEARING & SLEEVE<>METRIC<>BALL<>SINGLE ROW DEEP GROOVE<>6413
257 | A072020010090215 | BEARING & SLEEVE<>METRIC<>BALL<>SINGLE ROW DEEP GROOVE<>6415
258 | A072020010090216 | BEARING & SLEEVE<>METRIC<>BALL<>SINGLE ROW DEEP GROOVE<>6924
259 | A072020010090221 | BEARING & SLEEVE<>METRIC<>BALL<>SINGLE ROW DEEP GROOVE<>61811
260 | A072020010090222 | BEARING & SLEEVE<>METRIC<>BALL<>SINGLE ROW DEEP GROOVE<>61812
261 | A072020010090227 | BEARING & SLEEVE<>METRIC<>BALL<>SINGLE ROW DEEP GROOVE<>6004 2RS1
262 | A072020010090234 | BEARING & SLEEVE<>METRIC<>BALL<>SINGLE ROW DEEP GROOVE<>6204 2RS1
263 | A072020010090236 | BEARING & SLEEVE<>METRIC<>BALL<>SINGLE ROW DEEP GROOVE<>6310 ZC3
264 | A072020010090239 | BEARING & SLEEVE<>METRIC<>BALL<>SINGLE ROW DEEP GROOVE<>ZZZ DUP 6006 2RS1
265 | A072020010090241 | BEARING & SLEEVE<>METRIC<>BALL<>SINGLE ROW DEEP GROOVE<>6310 C3
266 | A072020010090243 | BEARING & SLEEVE<>METRIC<>BALL<>SINGLE ROW DEEP GROOVE<>6202 2Z
267 | A072020010090244 | BEARING & SLEEVE<>METRIC<>BALL<>SINGLE ROW DEEP GROOVE<>6001 2Z
268 | A072020010090246 | BEARING & SLEEVE<>METRIC<>BALL<>SINGLE ROW DEEP GROOVE<>6017
269 | A072020010090249 | BEARING & SLEEVE<>METRIC<>BALL<>SINGLE ROW DEEP GROOVE<>6200 C3
270 | A072020010090254 | BEARING & SLEEVE<>METRIC<>BALL<>SINGLE ROW DEEP GROOVE<>6207 C3
271 | A072020010090257 | BEARING & SLEEVE<>METRIC<>BALL<>SINGLE ROW DEEP GROOVE<>6210 2ZC3
272 | A072020010090263 | BEARING & SLEEVE<>METRIC<>BALL<>SINGLE ROW DEEP GROOVE<>6213 2Z
273 | A072020010090265 | BEARING & SLEEVE<>METRIC<>BALL<>SINGLE ROW DEEP GROOVE<>6216 Z
274 | A072020010090267 | BEARING & SLEEVE<>METRIC<>BALL<>SINGLE ROW DEEP GROOVE<>6216 C3
275 | A072020010090270 | BEARING & SLEEVE<>METRIC<>BALL<>SINGLE ROW DEEP GROOVE<>6302 Z
276 | A072020010090271 | BEARING & SLEEVE<>METRIC<>BALL<>SINGLE ROW DEEP GROOVE<>6306 ZC3
277 | A072020010090275 | BEARING & SLEEVE<>METRIC<>BALL<>SINGLE ROW DEEP GROOVE<>6311 Z
278 | A072020010090279 | BEARING & SLEEVE<>METRIC<>BALL<>SINGLE ROW DEEP GROOVE<>6312 2ZC3
279 | A072020010090282 | BEARING & SLEEVE<>METRIC<>BALL<>SINGLE ROW DEEP GROOVE<>6322
280 | A072020010090283 | BEARING & SLEEVE<>METRIC<>BALL<>SINGLE ROW DEEP GROOVE<>6324
281 | A072020010090285 | BEARING & SLEEVE<>METRIC<>BALL<>SINGLE ROW DEEP GROOVE<>ZZZ DUP 6248 MC3
282 | A072020010090315 | BEARING & SLEEVE<>METRIC<>BALL<>SINGLE ROW DEEP GROOVE<>6205 NR / C3
283 | A072020010090329 | BEARING & SLEEVE<>METRIC<>BALL<>SINGLE ROW DEEP GROOVE<>6308 2RS1NR / C3
284 | A072020010090334 | BEARING & SLEEVE<>METRIC<>BALL<>SINGLE ROW DEEP GROOVE<>6313 NR / C3
285 | A072020010090341 | BEARING & SLEEVE<>METRIC<>BALL<>SINGLE ROW DEEP GROOVE<>16026
286 | A072020010090344 | BEARING & SLEEVE<>METRIC<>BALL<>SINGLE ROW DEEP GROOVE<>608 C3
287 | A072020010090345 | BEARING & SLEEVE<>METRIC<>BALL<>SINGLE ROW DEEP GROOVE<>6002 C3
288 | A072020010090347 | BEARING & SLEEVE<>METRIC<>BALL<>SINGLE ROW DEEP GROOVE<>6026
289 | A072020010090353 | BEARING & SLEEVE<>METRIC<>BALL<>SINGLE ROW DEEP GROOVE<>6316 MC3
290 | A072020010090355 | BEARING & SLEEVE<>METRIC<>BALL<>SINGLE ROW DEEP GROOVE<>6408 C3
291 | A072020010090358 | BEARING & SLEEVE<>METRIC<>BALL<>SINGLE ROW DEEP GROOVE<>6305 ZABC
292 | A072020010090370 | BEARING & SLEEVE<>METRIC<>BALL<>SINGLE ROW DEEP GROOVE<>6203 2Z / C3
293 | A072020010090376 | BEARING & SLEEVE<>METRIC<>BALL<>SINGLE ROW DEEP GROOVE<>6004 ZZ / C3
294 | A072020010090377 | BEARING & SLEEVE<>METRIC<>BALL<>SINGLE ROW DEEP GROOVE<>6201 ZZ / C3
295 | A072020010090380 | BEARING & SLEEVE<>METRIC<>BALL<>SINGLE ROW DEEP GROOVE<>6209 ZZ / C3
296 | A072020010090393 | BEARING & SLEEVE<>METRIC<>BALL<>SINGLE ROW DEEP GROOVE<>6207 2RS
297 | A072020010090399 | BEARING & SLEEVE<>METRIC<>BALL<>SINGLE ROW DEEP GROOVE<>6205 2RSR
298 | A072020010090402 | BEARING & SLEEVE<>METRIC<>BALL<>SINGLE ROW DEEP GROOVE<>6210 2RSR
299 | A072020010090407 | BEARING & SLEEVE<>METRIC<>BALL<>SINGLE ROW DEEP GROOVE<>6302 2RSH / C3
300 | A072020010090409 | BEARING & SLEEVE<>METRIC<>BALL<>SINGLE ROW DEEP GROOVE<>6306 2ZR
301 | A072020010090412 | BEARING & SLEEVE<>METRIC<>BALL<>SINGLE ROW DEEP GROOVE<>6410
302 | A072020010090415 | BEARING & SLEEVE<>METRIC<>BALL<>SINGLE ROW DEEP GROOVE<>6022
303 | A072020010090417 | BEARING & SLEEVE<>METRIC<>BALL<>SINGLE ROW DEEP GROOVE<>6411
304 | A072020010090418 | BEARING & SLEEVE<>METRIC<>BALL<>SINGLE ROW DEEP GROOVE<>6215 A
305 | A072020010090421 | BEARING & SLEEVE<>METRIC<>BALL<>SINGLE ROW DEEP GROOVE<>6310 2RS
306 | A072020010090422 | BEARING & SLEEVE<>METRIC<>BALL<>SINGLE ROW DEEP GROOVE<>6312 2RS
307 | A072020010090423 | BEARING & SLEEVE<>METRIC<>BALL<>SINGLE ROW DEEP GROOVE<>6313 2RS
308 | A072020010090427 | BEARING & SLEEVE<>METRIC<>BALL<>SINGLE ROW DEEP GROOVE<>306 BEARING WITH FILLING SLOT
309 | A072020010090445 | BEARING & SLEEVE<>METRIC<>BALL<>SINGLE ROW DEEP GROOVE<>629 2Z
310 | A072020010090448 | BEARING & SLEEVE<>METRIC<>BALL<>SINGLE ROW DEEP GROOVE<>6202 Z
311 | A072020010090451 | BEARING & SLEEVE<>METRIC<>BALL<>SINGLE ROW DEEP GROOVE<>6307 C2
312 | A072020010090460 | BEARING & SLEEVE<>METRIC<>BALL<>SINGLE ROW DEEP GROOVE<>RI 1438 HH- NMB
313 | A072020010090470 | BEARING & SLEEVE<>METRIC<>BALL<>SINGLE ROW DEEP GROOVE<>6204 ZZC3
314 | A072020010090472 | BEARING & SLEEVE<>METRIC<>BALL<>SINGLE ROW DEEP GROOVE<>6316 2ZR
315 | A072020010090475 | BEARING & SLEEVE<>METRIC<>BALL<>SINGLE ROW DEEP GROOVE<>6306 N
316 | A072020010090481 | BEARING & SLEEVE<>METRIC<>BALL<>SINGLE ROW DEEP GROOVE<>6202 2Z C3
317 | A072020010090483 | BEARING & SLEEVE<>METRIC<>BALL<>SINGLE ROW DEEP GROOVE<>6206 2ZR C3
318 | A072020010090490 | BEARING & SLEEVE<>METRIC<>BALL<>SINGLE ROW DEEP GROOVE<>6310 2ZR
319 | A072020010090493 | BEARING & SLEEVE<>METRIC<>BALL<>SINGLE ROW DEEP GROOVE<>6313 2ZR
320 | A072020010090495 | BEARING & SLEEVE<>METRIC<>BALL<>SINGLE ROW DEEP GROOVE<>6319 M / C / VLO241
321 | A072020010090501 | BEARING & SLEEVE<>METRIC<>BALL<>SINGLE ROW DEEP GROOVE<>6205 2RS
322 | A072020010090502 | BEARING & SLEEVE<>METRIC<>BALL<>SINGLE ROW DEEP GROOVE<>6209 2RS
323 | A072020010090507 | BEARING & SLEEVE<>METRIC<>BALL<>SINGLE ROW DEEP GROOVE<>6202 ZZ C3
324 | A072020010090508 | BEARING & SLEEVE<>METRIC<>BALL<>SINGLE ROW DEEP GROOVE<>6208 ZZ
325 | A072020010090509 | BEARING & SLEEVE<>METRIC<>BALL<>SINGLE ROW DEEP GROOVE<>6210 2RS
326 | A072020010090525 | BEARING & SLEEVE<>METRIC<>BALL<>SINGLE ROW DEEP GROOVE<>6314 M / C4
327 | A072020010090532 | BEARING & SLEEVE<>METRIC<>BALL<>SINGLE ROW DEEP GROOVE<>NU317 EM / C3
328 | A072020010090641 | BEARING & SLEEVE<>METRIC<>BALL<>SINGLE ROW DEEP GROOVE<>6004 ZZ C3
329 | A072020010090649 | BEARING & SLEEVE<>METRIC<>BALL<>SINGLE ROW DEEP GROOVE<>6224 ZZ
330 | A072020010090650 | BEARING & SLEEVE<>METRIC<>BALL<>SINGLE ROW DEEP GROOVE<>6225 ZZ
331 | A072020010090659 | BEARING & SLEEVE<>METRIC<>BALL<>SINGLE ROW DEEP GROOVE<>6319M/ C3
332 | A072020010090661 | BEARING & SLEEVE<>METRIC<>BALL<>SINGLE ROW DEEP GROOVE<>CRIC BRG 6220 CM
333 | A072020010090662 | BEARING & SLEEVE<>METRIC<>BALL<>SINGLE ROW DEEP GROOVE<>CRIC BRG 6320 CM
334 | A072020010090688 | BEARING & SLEEVE<>METRIC <>BALL<> SINGLE ROW DEEP GROOVE<>BEARING 16009
335 | A072020010100001 | BEARING & SLEEVE<>METRIC<>BALL<>THRUST<>51100
336 | A072020010100002 | BEARING & SLEEVE<>METRIC<>BALL<>THRUST<>51101
337 | A072020010100003 | BEARING & SLEEVE<>METRIC<>BALL<>THRUST<>51102
338 | A072020010100004 | BEARING & SLEEVE<>METRIC<>BALL<>THRUST<>51103
339 | A072020010100005 | BEARING & SLEEVE<>METRIC<>BALL<>THRUST<>51104
340 | A072020010100006 | BEARING & SLEEVE<>METRIC<>BALL<>THRUST<>51105
341 | A072020010100007 | BEARING & SLEEVE<>METRIC<>BALL<>THRUST<>51107
342 | A072020010100009 | BEARING & SLEEVE<>METRIC<>BALL<>THRUST<>51118
343 | A072020010100010 | BEARING & SLEEVE<>METRIC<>BALL<>THRUST<>51110
344 | A072020010100011 | BEARING & SLEEVE<>METRIC<>BALL<>THRUST<>51111
345 | A072020010100012 | BEARING & SLEEVE<>METRIC<>BALL<>THRUST<>51112
346 | A072020010100014 | BEARING & SLEEVE<>METRIC<>BALL<>THRUST<>51113
347 | A072020010100015 | BEARING & SLEEVE<>METRIC<>BALL<>THRUST<>51114
348 | A072020010100016 | BEARING & SLEEVE<>METRIC<>BALL<>THRUST<>51115
349 | A072020010100017 | BEARING & SLEEVE<>METRIC<>BALL<>THRUST<>51116
350 | A072020010100018 | BEARING & SLEEVE<>METRIC<>BALL<>THRUST<>51117
351 | A072020010100019 | BEARING & SLEEVE<>METRIC<>BALL<>THRUST<>51120
352 | A072020010100020 | BEARING & SLEEVE<>METRIC<>BALL<>THRUST<>51206
353 | A072020010100022 | BEARING & SLEEVE<>METRIC<>BALL<>THRUST<>51205
354 | A072020010100023 | BEARING & SLEEVE<>METRIC<>BALL<>THRUST<>51207
355 | A072020010100026 | BEARING & SLEEVE<>METRIC<>BALL<>THRUST<>51305
356 | A072020010100028 | BEARING & SLEEVE<>METRIC<>BALL<>THRUST<>51310
357 | A072020010100031 | BEARING & SLEEVE<>METRIC<>BALL<>THRUST<>51322 M
358 | A072020010100032 | BEARING & SLEEVE<>METRIC<>BALL<>THRUST<>52218
359 | A072020010100035 | BEARING & SLEEVE<>METRIC<>BALL<>THRUST<>51218
360 | A072020010100036 | BEARING & SLEEVE<>METRIC<>BALL<>THRUST<>51220
361 | A072020010100037 | BEARING & SLEEVE<>METRIC<>BALL<>THRUST<>51240 M
362 | A072020010100040 | BEARING & SLEEVE<>METRIC<>BALL<>THRUST<>51326 M
363 | A072020010100041 | BEARING & SLEEVE<>METRIC<>BALL<>THRUST<>51109
364 | A072020010100043 | BEARING & SLEEVE<>METRIC<>BALL<>THRUST<>51203
365 | A072020010100044 | BEARING & SLEEVE<>METRIC<>BALL<>THRUST<>51204
366 | A072020010100045 | BEARING & SLEEVE<>METRIC<>BALL<>THRUST<>51210
367 | A072020010100046 | BEARING & SLEEVE<>METRIC<>BALL<>THRUST<>51216
368 | A072020010100050 | BEARING & SLEEVE<>METRIC<>BALL<>THRUST<>51124
369 | A072020010100051 | BEARING & SLEEVE<>METRIC<>BALL<>THRUST<>53216
370 | A072020010100052 | BEARING & SLEEVE<>METRIC<>BALL<>THRUST<>54307
371 | A072020010100053 | BEARING & SLEEVE<>METRIC<>BALL<>THRUST<>51213
372 | A072020010100062 | BEARING & SLEEVE<>METRIC<>BALL<>THRUST<>51313
373 | A072020010100063 | BEARING & SLEEVE<>METRIC<>BALL<>THRUST<>51316
374 | A072020010100066 | BEARING & SLEEVE<>METRIC<>BALL<>THRUST<>51209
375 | A072020010100067 | BEARING & SLEEVE<>METRIC<>BALL<>THRUST<>51101 IK
376 | A072020010100068 | BEARING & SLEEVE<>METRIC<>BALL<>THRUST<>51102 IK
377 | A072020010100069 | BEARING & SLEEVE<>METRIC<>BALL<>THRUST<>516442
378 | A072020010100082 | BEARING & SLEEVE<>METRIC<>BALL<>THRUST<>CRIC BRG 51314
379 | A072020010110004 | BEARING & SLEEVES<>METRIC<>BALL<>SINGLE ROW DEEP GROOVE<>6309 ZZ
380 | A072020010110005 | BEARING & SLEEVE<>METRIC<>BALL<>ZZZ SCRAPPED<>6202
381 | A072020010110007 | BEARING & SLEEVES<>METRIC<>BALL<>SINGLE ROW DEEP GROOVE<>6204 C3
382 | A072020010110010 | BEARING & SLEEVE<>METRIC<>BALL<>ZZZ SCRAPPED<>6206 ZZ
383 | A072020010110015 | BEARING & SLEEVE<>METRIC<>BALL<>ZZZ SCRAPPED<>6218
384 | A072020010140002 | BEARING & SLEEVE<>METRIC<>BALL<>COMPLETE WITH BEARING<>UC 207
385 | A072020010140003 | BEARING & SLEEVE<>METRIC<>BALL<>COMPLETE WITH BEARING<>UCFX 15
386 | A072020020010001 | BEARING & SLEEVE<>METRIC<>CYLINDRICAL ROLLER<>N TYPE<>N 212 ECP
387 | A072020020010002 | BEARING & SLEEVE<>METRIC<>CYLINDRICAL ROLLER<>N TYPE<>N 213 ECP
388 | A072020020010003 | BEARING & SLEEVE<>METRIC<>CYLINDRICAL ROLLER<>N TYPE<>N 215 ECP
389 | A072020020010004 | BEARING & SLEEVE<>METRIC<>CYLINDRICAL ROLLER<>N TYPE<>N 217 ECP
390 | A072020020010005 | BEARING & SLEEVE<>METRIC<>CYLINDRICAL ROLLER<>N TYPE<>N 218 ECP
391 | A072020020010006 | BEARING & SLEEVE<>METRIC<>CYLINDRICAL ROLLER<>N TYPE<>N 307 ECP
392 | A072020020010007 | BEARING & SLEEVE<>METRIC<>CYLINDRICAL ROLLER<>N TYPE<>N 308 ECP
393 | A072020020010008 | BEARING & SLEEVE<>METRIC<>CYLINDRICAL ROLLER<>N TYPE<>N 311 ECP
394 | A072020020010011 | BEARING & SLEEVE<>METRIC<>CYLINDRICAL ROLLER<>N TYPE<>N 313 ECPC3
395 | A072020020010012 | BEARING & SLEEVE<>METRIC<>CYLINDRICAL ROLLER<>N TYPE<>N 315 ECP
396 | A072020020010013 | BEARING & SLEEVE<>METRIC<>CYLINDRICAL ROLLER<>N TYPE<>N 316 ECP
397 | A072020020010015 | BEARING & SLEEVE<>METRIC<>CYLINDRICAL ROLLER<>N TYPE<>N 318 ECJC3
398 | A072020020010016 | BEARING & SLEEVE<>METRIC<>CYLINDRICAL ROLLER<>N TYPE<>N 319 ECJ
399 | A072020020010026 | BEARING & SLEEVE<>METRIC<>CYLINDRICAL ROLLER<>N TYPE<>N 205 ECP
400 | A072020020010027 | BEARING & SLEEVE<>METRIC<>CYLINDRICAL ROLLER<>N TYPE<>N 206
401 | A072020020010028 | BEARING & SLEEVE<>METRIC<>CYLINDRICAL ROLLER<>N TYPE<>N 209 BTVP2
402 | A072020020010029 | BEARING & SLEEVE<>METRIC<>CYLINDRICAL ROLLER<>N TYPE<>N 315
403 | A072020020010035 | BEARING & SLEEVE<>METRIC<>CYLINDRICAL ROLLER<>N TYPE<>N 309 EM1C3
404 | A072020020010037 | BEARING & SLEEVE<>METRIC<>CYLINDRICAL ROLLER<>N TYPE<>N 317 EM1C3
405 | A072020020010039 | BEARING & SLEEVE<>METRIC<>CYLINDRICAL ROLLER<>N TYPE<>N 204 ECP
406 | A072020020010041 | BEARING & SLEEVE<>METRIC<>CYLINDRICAL ROLLER<>N TYPE<>N 312 ECP
407 | A072020020010042 | BEARING & SLEEVE<>METRIC<>CYLINDRICAL ROLLER<>N TYPE<>N 210 ECP
408 | A072020020010047 | BEARING & SLEEVE<>METRIC<>CYLINDRICAL ROLLER<>N TYPE<>N 316 ECP / C3
409 | A072020020010053 | BEARING & SLEEVE<>METRIC<>CYLINDRICAL ROLLER<>N TYPE<>N 309 ECP
410 | A072020020010058 | BEARING & SLEEVE<>METRIC<>CYLINDRICAL ROLLER<>N TYPE<>N 221 EM1 C3
411 | A072020020010060 | BEARING & SLEEVE<>METRIC<>CYLINDRICAL ROLLER<>N TYPE<>N 307
412 | A072020020010061 | BEARING & SLEEVE<>METRIC<>CYLINDRICAL ROLLER<>N TYPE<>N 311
413 | A072020020010062 | BEARING & SLEEVE<>METRIC<>CYLINDRICAL ROLLER<>N TYPE<>N 207 ECP
414 | A072020020010063 | BEARING & SLEEVE<>METRIC<>CYLINDRICAL ROLLER<>N TYPE<>N 217 ECM
415 | A072020020010064 | BEARING & SLEEVE<>METRIC<>CYLINDRICAL ROLLER<>N TYPE<>N 317 ECM
416 | A072020020010075 | BEARING & SLEEVE<>METRIC<>CYLINDRICAL ROLLER<>N TYPE<>N 6535
417 | A072020020010076 | BEARING & SLEEVE<>METRIC<>CYLINDRICAL ROLLER<>N TYPE<>N 6580
418 | A072020020010083 | BEARING & SLEEVE<>METRIC<>CYLINDRICAL ROLLER<>N TYPE<>N 322
419 | A072020020010091 | BEARING & SLEEVE<>METRIC<>CYLINDRICAL ROLLER<>N TYPE<>N 312
420 | A072020020010092 | BEARING & SLEEVE<>METRIC<>CYLINDRICAL ROLLER<>N TYPE<>N 313 EM1
421 | A072020020010099 | BEARING & SLEEVE<>METRIC<>CYLINDRICAL ROLLER<>N TYPE<>CRIC BRG N 311 ECP
422 | A072020020030001 | BEARING & SLEEVE<>METRIC<>CYLINDRICAL ROLLER<>NJ TYPE<>NJ 204 ECP
423 | A072020020030011 | BEARING & SLEEVE<>METRIC<>CYLINDRICAL ROLLER<>NJ TYPE<>NJ 305 ECP
424 | A072020020030013 | BEARING & SLEEVE<>METRIC<>CYLINDRICAL ROLLER<>NJ TYPE<>NJ 416
425 | A072020020030018 | BEARING & SLEEVE<>METRIC<>CYLINDRICAL ROLLER<>NJ TYPE<>NJ 2209 ECJ
426 | A072020020030020 | BEARING & SLEEVE<>METRIC<>CYLINDRICAL ROLLER<>NJ TYPE<>NJ 2315 ECP
427 | A072020020030022 | BEARING & SLEEVE<>METRIC<>CYLINDRICAL ROLLER<>NJ TYPE<>NJ 206 ECP
428 | A072020020030024 | BEARING & SLEEVE<>METRIC<>CYLINDRICAL ROLLER<>NJ TYPE<>NJ 2222 ECJ
429 | A072020020030025 | BEARING & SLEEVE<>METRIC<>CYLINDRICAL ROLLER<>NJ TYPE<>NJ 2322 ECJ
430 | A072020020030026 | BEARING & SLEEVE<>METRIC<>CYLINDRICAL ROLLER<>NJ TYPE<>NJ 2309 ECP
431 | A072020020030030 | BEARING & SLEEVE<>METRIC<>CYLINDRICAL ROLLER<>NJ TYPE<>NJ 208 ECP
432 | A072020020030033 | BEARING & SLEEVE<>METRIC<>CYLINDRICAL ROLLER<>NJ TYPE<>NJ 310 ECP
433 | A072020020030035 | BEARING & SLEEVE<>METRIC<>CYLINDRICAL ROLLER<>NJ TYPE<>NJ 307 ECPC3
434 | A072020020030038 | BEARING & SLEEVE<>METRIC<>CYLINDRICAL ROLLER<>NJ TYPE<>NJ 306 ECP
435 | A072020020050002 | BEARING & SLEEVE<>METRIC<>CYLINDRICAL ROLLER<>NU TYPE<>NU 205
436 | A072020020050005 | BEARING & SLEEVE<>METRIC<>CYLINDRICAL ROLLER<>NU TYPE<>NU 210 ECJ
437 | A072020020050006 | BEARING & SLEEVE<>METRIC<>CYLINDRICAL ROLLER<>NU TYPE<>NU 210 K
438 | A072020020050007 | BEARING & SLEEVE<>METRIC<>CYLINDRICAL ROLLER<>NU TYPE<>NU 211
439 | A072020020050010 | BEARING & SLEEVE<>METRIC<>CYLINDRICAL ROLLER<>NU TYPE<>NU 212 C4
440 | A072020020050011 | BEARING & SLEEVE<>METRIC<>CYLINDRICAL ROLLER<>NU TYPE<>NU 213 ECP
441 | A072020020050012 | BEARING & SLEEVE<>METRIC<>CYLINDRICAL ROLLER<>NU TYPE<>NU 214 ECP
442 | A072020020050030 | BEARING & SLEEVE<>METRIC<>CYLINDRICAL ROLLER<>NU TYPE<>NU 2209 ECJ
443 | A072020020050035 | BEARING & SLEEVE<>METRIC<>CYLINDRICAL ROLLER<>NU TYPE<>NU 304 ECP
444 | A072020020050036 | BEARING & SLEEVE<>METRIC<>CYLINDRICAL ROLLER<>NU TYPE<>NU 305 ECJ
445 | A072020020050038 | BEARING & SLEEVE<>METRIC<>CYLINDRICAL ROLLER<>NU TYPE<>NU 308
446 | A072020020050039 | BEARING & SLEEVE<>METRIC<>CYLINDRICAL ROLLER<>NU TYPE<>NU 309 ECP
447 | A072020020050050 | BEARING & SLEEVE<>METRIC<>CYLINDRICAL ROLLER<>NU TYPE<>NU 318 ECJC3
448 | A072020020050062 | BEARING & SLEEVE<>METRIC<>CYLINDRICAL ROLLER<>NU TYPE<>NU 326 ECJC3
449 | A072020020050072 | BEARING & SLEEVE<>METRIC<>CYLINDRICAL ROLLER<>NU TYPE<>NU 307 ECJ
450 | A072020020050085 | BEARING & SLEEVE<>METRIC<>CYLINDRICAL ROLLER<>NU TYPE<>NU 315 EM1
451 | A072020020050089 | BEARING & SLEEVE<>METRIC<>CYLINDRICAL ROLLER<>NU TYPE<>NU 2310 E
452 | A072020020050104 | BEARING & SLEEVE<>METRIC<>CYLINDRICAL ROLLER<>NU TYPE<>NU 334 ECM
453 | A072020020050116 | BEARING & SLEEVE<>METRIC<>CYLINDRICAL ROLLER<>NU TYPE<>NU 219 ECJ / C3
454 | A072020020050136 | BEARING & SLEEVE<>METRIC<>CYLINDRICAL ROLLER<>NU TYPE<>NU 204 ECP
455 | A072020020050137 | BEARING & SLEEVE<>METRIC<>CYLINDRICAL ROLLER<>NU TYPE<>NU 209 ECJ
456 | A072020020050167 | BEARING & SLEEVE<>METRIC<>CYLINDRICAL ROLLER<>NU TYPE<>NU 210 ECKP / C3
457 | A072020020050168 | BEARING & SLEEVE<>METRIC<>CYLINDRICAL ROLLER<>NU TYPE<>NU 210 ECP
458 | A072020020050177 | BEARING & SLEEVE<>METRIC<>CYLINDRICAL ROLLER<>NU TYPE<>NU 312 ECJ
459 | A072020020050187 | BEARING & SLEEVE<>METRIC<>CYLINDRICAL ROLLER<>NU TYPE<>NU 226 C3
460 | A072020020050192 | BEARING & SLEEVE<>METRIC<>CYLINDRICAL ROLLER<>NU TYPE<>NU 321 EM1
461 | A072020020050193 | BEARING & SLEEVE<>METRIC<>CYLINDRICAL ROLLER<>NU TYPE<>NU 411
462 | A072020020050204 | BEARING & SLEEVE<>METRIC<>CYLINDRICAL ROLLER<>NU TYPE<>NU 307
463 | A072020020050214 | BEARING & SLEEVE<>METRIC<>CYLINDRICAL ROLLER<>NU TYPE<>NU 311
464 | A072020020050215 | BEARING & SLEEVE<>METRIC<>CYLINDRICAL ROLLER<>NU TYPE<>NU 315 ECJ / C3
465 | A072020020050229 | BEARING & SLEEVE<>METRIC<>CYLINDRICAL ROLLER<>NU TYPE<>NU 322C3
466 | A072020020050240 | BEARING & SLEEVE<>METRIC<>CYLINDRICAL ROLLER<>NU TYPE<>NU 319 M1C3
467 | A072020020050250 | BEARING & SLEEVE<>METRIC<>CYLINDRICAL ROLLER<>NU TYPE<>NU 218
468 | A072020020050269 | BEARING & SLEEVE<>METRIC<>CYLINDRICAL ROLLER<>NU TYPE<>CRIC BRG NU 309 ECP
469 | A072020020060011 | BEARING & SLEEVE<>METRIC<>CYLINDRICAL ROLLER<>NUP TYPE<>NUP 205 ECP
470 | A072020020150002 | BEARING & SLEEVE<>METRIC<>CYLINDRICAL ROLLER<>K SERIES<>22215K TAPER BORE
471 | A072020020170001 | BEARING & SLEEVE<>METRIC<>CYLINDRICAL ROLLER<>ECCENTRIC TWEEN<>60UZS 417 T2 X-SX
472 | A072020030020017 | BEARING & SLEEVE<>METRIC<>NEEDLE ROLLER<>NEEDLE ROLLER<>NK 25 / 20
473 | A072020030030001 | BEARING & SLEEVE<>METRIC<>NEEDLE ROLLER<>THRUST<>AXK / AS 3047
474 | A072020030030002 | BEARING & SLEEVE<>METRIC<>NEEDLE ROLLER<>THRUST<>AXK / AS 4565
475 | A072020030030003 | BEARING & SLEEVE<>METRIC<>NEEDLE ROLLER<>THRUST<>AXK / AS 6590
476 | A072020030030004 | BEARING & SLEEVE<>METRIC<>NEEDLE ROLLER<>THRUST<>AXK / AS 7095
477 | A072020030030005 | BEARING & SLEEVE<>METRIC<>NEEDLE ROLLER<>THRUST<>AXK / AS 85110
478 | A072020030030006 | BEARING & SLEEVE<>METRIC<>NEEDLE ROLLER<>THRUST<>AXK / AS 90120
479 | A072020030030007 | BEARING & SLEEVE<>METRIC<>NEEDLE ROLLER<>THRUST<>AXK / AS 100135
480 | A072020030030008 | BEARING & SLEEVES<>METRIC <>NEEDLE ROLLER<>THRUST <>AXK / AS 81102
481 | A072020030030009 | BEARING & SLEEVES<>METRIC <>NEEDLE ROLLER<>THRUST <>AXK / AS 81113
482 | A072020030030010 | BEARING & SLEEVE<>METRIC<>NEEDLE ROLLER<>THRUST<>AXK / AS 4565 -AH4565
483 | A072020030030011 | BEARING & SLEEVE<>METRIC<>NEEDLE ROLLER<>THRUST<>AXK / AS 5070 -AH5070
484 | A072020030030014 | BEARING & SLEEVES<>METRIC <>NEEDLE ROLLER<>THRUST<> AXK / AS 7090
485 | A072020030030017 | BEARING & SLEEVE<>METRIC<>NEEDLE ROLLER<>THRUST<>AXK/AS 110145
486 | A072020030040001 | BEARING & SLEEVE<>METRIC<>NEEDLE ROLLER<>DRAWN CUP<>HK 3026
487 | A072020030040002 | BEARING & SLEEVE<>METRIC<>NEEDLE ROLLER<>DRAWN CUP<>DL 1012
488 | A072020030040004 | BEARING & SLEEVE<>METRIC<>NEEDLE ROLLER<>DRAWN CUP<>HK 2020
489 | A072020050010001 | BEARING & SLEEVE<>METRIC<>SPHERICAL ROLLER<>ZZZ SCRAPPED<>22206 CC W33
490 | A072020050020003 | BEARING & SLEEVE<>METRIC<>SPHERICAL ROLLER<>SELF ALIGNING<>21314 E
491 | A072020050020006 | BEARING & SLEEVE<>METRIC<>SPHERICAL ROLLER<>SELF ALIGNING<>22207 E
492 | A072020050020008 | BEARING & SLEEVE<>METRIC<>SPHERICAL ROLLER<>SELF ALIGNING<>22210 E
493 | A072020050020009 | BEARING & SLEEVE<>METRIC<>SPHERICAL ROLLER<>SELF ALIGNING<>22211 E
494 | A072020050020017 | BEARING & SLEEVE<>METRIC<>SPHERICAL ROLLER<>SELF ALIGNING<>22214 CC / W33
495 | A072020050020024 | BEARING & SLEEVE<>METRIC<>SPHERICAL ROLLER<>SELF ALIGNING<>22218 CC / W33
496 | A072020050020030 | BEARING & SLEEVE<>METRIC<>SPHERICAL ROLLER<>SELF ALIGNING<>22230 CCK / W33
497 | A072020050020031 | BEARING & SLEEVE<>METRIC<>SPHERICAL ROLLER<>SELF ALIGNING<>22222 CC / W33
498 | A072020050020032 | BEARING & SLEEVE<>METRIC<>SPHERICAL ROLLER<>SELF ALIGNING<>22222 CCK / C3 / W33
499 | A072020050020037 | BEARING & SLEEVE<>METRIC<>SPHERICAL ROLLER<>SELF ALIGNING<>22228 CC / C3 / W33
500 | A072020050020050 | BEARING & SLEEVE<>METRIC<>SPHERICAL ROLLER<>SELF ALIGNING<>22308 E / C3
501 | A072020050020060 | BEARING & SLEEVE<>METRIC<>SPHERICAL ROLLER<>SELF ALIGNING<>22326 CC / C3 / W33
502 | A072020050020070 | BEARING & SLEEVE<>METRIC<>SPHERICAL ROLLER<>SELF ALIGNING<>23026 CC / W33
503 | A072020050020091 | BEARING & SLEEVE<>METRIC<>SPHERICAL ROLLER<>SELF ALIGNING<>23222 CCK / W33
504 | A072020050020097 | BEARING & SLEEVE<>METRIC<>SPHERICAL ROLLER<>SELF ALIGNING<>22212 E / C3
505 | A072020050020101 | BEARING & SLEEVE<>METRIC<>SPHERICAL ROLLER<>SELF ALIGNING<>22310 E / C3
506 | A072020050020138 | BEARING & SLEEVE<>METRIC<>SPHERICAL ROLLER<>SELF ALIGNING<>22215 CC / W33
507 | A072020050020141 | BEARING & SLEEVE<>METRIC<>SPHERICAL ROLLER<>SELF ALIGNING<>23144 CCK / W33
508 | A072020050020142 | BEARING & SLEEVE<>METRIC<>SPHERICAL ROLLER<>SELF ALIGNING<>23134 CC / W33
509 | A072020050020146 | BEARING & SLEEVE<>METRIC<>SPHERICAL ROLLER<>SELF ALIGNING<>22309 E
510 | A072020050020147 | BEARING & SLEEVE<>METRIC<>SPHERICAL ROLLER<>SELF ALIGNING<>22312 E
511 | A072020050020150 | BEARING & SLEEVE<>METRIC<>SPHERICAL ROLLER<>SELF ALIGNING<>22319 E
512 | A072020050020151 | BEARING & SLEEVE<>METRIC<>SPHERICAL ROLLER<>SELF ALIGNING<>22320 CCK / W33
513 | A072020050020157 | BEARING & SLEEVE<>METRIC<>SPHERICAL ROLLER<>SELF ALIGNING<>23120 CC / W33
514 | A072020050020163 | BEARING & SLEEVE<>METRIC<>SPHERICAL ROLLER<>SELF ALIGNING<>24124 CC / C3 / W33
515 | A072020050020172 | BEARING & SLEEVE<>METRIC<>SPHERICAL ROLLER<>SELF ALIGNING<>22222 E
516 | A072020050020173 | BEARING & SLEEVE<>METRIC<>SPHERICAL ROLLER<>SELF ALIGNING<>22315 E
517 | A072020050020203 | BEARING & SLEEVE<>METRIC<>SPHERICAL ROLLER<>SELF ALIGNING<>22313
518 | A072020050020213 | BEARING & SLEEVE<>METRIC<>SPHERICAL ROLLER<>SELF ALIGNING<>22224 ES
519 | A072020050020222 | BEARING & SLEEVE<>METRIC<>SPHERICAL ROLLER<>SELF ALIGNING<>22216 CK
520 | A072020050020241 | BEARING & SLEEVE<>METRIC<>SPHERICAL ROLLER<>SELF ALIGNING<>22220 CC
521 | A072020050020266 | BEARING & SLEEVE<>METRIC<>SPHERICAL ROLLER<>SELF ALIGNING<>22210 EA C4
522 | A072020050020280 | BEARING & SLEEVE<>METRIC<>SPHERICAL ROLLER<>SELF ALIGNING<>23026 CC
523 | A072020050020305 | BEARING & SLEEVE<>METRIC<>SPHERICAL ROLLER<>SELF ALIGNING<>22218 E
524 | A072020050020315 | BEARING & SLEEVE <>METRIC<>SPHERICAL ROLLER<>SELF ALIGNING<>22322 EK
525 | A072020050020316 | BEARING & SLEEVE<>METRIC<>SPHERICAL ROLLER<>SELF ALIGNING<>22220 C
526 | A072020050020335 | BEARING & SLEEVE<>METRIC<>SPHERICAL ROLLER<>SELF ALIGNING<>22212 EK
527 | A072020050020336 | BEARING & SLEEVE<>METRIC<>SPHERICAL ROLLER<>SELF ALIGNING<>22216 C3
528 | A072020050020339 | BEARING & SLEEVE<>METRIC<>SPHERICAL ROLLER<>SELF ALIGNING<>BEARING 22212EK WITH PLUMMER BLOCK SNH-512
529 | A072020050020340 | BEARING & SLEEVE<>METRIC<>SPHERICAL ROLLER<>SELF ALIGNING<>BEARING 22322EK WITH PLUMMER BLOCK SAF-622
530 | A072020050020341 | BEARING & SLEEVE<>METRIC<>SPHERICAL ROLLER<>SELF ALIGNING<>22252 CCK / W33
531 | A072020050020343 | BEARING & SLEEVE<>METRIC<>SPHERICAL ROLLER<>SELF ALIGNING<>23218 E
532 | A072020050020345 | BEARING & SLEEVE<>METRIC<>SPHERICAL ROLLER<>SELF ALIGNING<>22310 EK
533 | A072020050020398 | BEARING & SLEEVE<>METRIC<>SPHERICAL ROLLER<>SELF ALIGNING<>22216 EK
534 | A072020050020409 | BEARING & SLEEVE<>METRIC<>SPHERICAL ROLLER<>SELF ALIGNING<>22322 MB C3 W33
535 | A072020050020215 | BEARING & SLEEVE<>METRIC<>SPHERICAL ROLLER<>SELF ALIGNING<>22208 EK
536 | A072020050030001 | BEARING & SLEEVE<>METRIC<>SPHERICAL ROLLER<>THRUST<>29317 E
537 | A072020050030002 | BEARING & SLEEVE<>METRIC<>SPHERICAL ROLLER<>THRUST<>29322 E
538 | A072020050030003 | BEARING & SLEEVE<>METRIC<>SPHERICAL ROLLER<>THRUST<>29324 E
539 | A072020050030004 | BEARING & SLEEVE<>METRIC<>SPHERICAL ROLLER<>THRUST<>29330 E
540 | A072020050030007 | BEARING & SLEEVE<>METRIC<>SPHERICAL ROLLER<>THRUST<>29412 E
541 | A072020050030008 | BEARING & SLEEVE<>METRIC<>SPHERICAL ROLLER<>THRUST<>29416 E
542 | A072020050030010 | BEARING & SLEEVE<>METRIC<>SPHERICAL ROLLER<>THRUST<>29424 E
543 | A072020050030011 | BEARING & SLEEVE<>METRIC<>SPHERICAL ROLLER<>THRUST<>29426 E
544 | A072020050030018 | BEARING & SLEEVE<>METRIC<>SPHERICAL ROLLER<>THRUST<>29318 E
545 | A072020050030024 | BEARING & SLEEVE<>METRIC<>SPHERICAL ROLLER<>THRUST<>29418 E
546 | A072020050030032 | BEARING & SLEEVE<>METRIC<>SPHERICAL ROLLER<>THRUST<>PX- 12
547 | A072020050030038 | BEARING & SLEEVE<>METRIC<>SPHERICAL ROLLER<>THRUST<>29430 E
548 | A072020050030050 | BEARING & SLEEVE<>METRIC<>SPHERICAL ROLLER<>THRUST<>29314 E
549 | A072020060010002 | BEARING & SLEEVE<>METRIC<>TAPER ROLLER<>SINGLE ROW<>30207 J2 / Q
550 | A072020060010005 | BEARING & SLEEVE<>METRIC<>TAPER ROLLER<>SINGLE ROW<>30203 J2
551 | A072020060010006 | BEARING & SLEEVE<>METRIC<>TAPER ROLLER<>SINGLE ROW<>30204 J2
552 | A072020060010007 | BEARING & SLEEVE<>METRIC<>TAPER ROLLER<>SINGLE ROW<>30209 J2 / Q
553 | A072020060010008 | BEARING & SLEEVE<>METRIC<>TAPER ROLLER<>SINGLE ROW<>30206 J2 / Q
554 | A072020060010009 | BEARING & SLEEVE<>METRIC<>TAPER ROLLER<>SINGLE ROW<>30212 J2 / Q
555 | A072020060010010 | BEARING & SLEEVE<>METRIC<>TAPER ROLLER<>SINGLE ROW<>30208 J2 / Q
556 | A072020060010019 | BEARING & SLEEVE<>METRIC<>TAPER ROLLER<>SINGLE ROW<>30302 J2
557 | A072020060010021 | BEARING & SLEEVE<>METRIC<>TAPER ROLLER<>SINGLE ROW<>30306 J2 / Q
558 | A072020060010025 | BEARING & SLEEVE<>METRIC<>TAPER ROLLER<>SINGLE ROW<>30312 J2 / Q
559 | A072020060010036 | BEARING & SLEEVE<>METRIC<>TAPER ROLLER<>SINGLE ROW<>32006 X / Q
560 | A072020060010041 | BEARING & SLEEVE<>METRIC<>TAPER ROLLER<>SINGLE ROW<>32207 J2 / Q
561 | A072020060010043 | BEARING & SLEEVE<>METRIC<>TAPER ROLLER<>SINGLE ROW<>32209 J2 / Q
562 | A072020060010044 | BEARING & SLEEVE<>METRIC<>TAPER ROLLER<>SINGLE ROW<>32210 J2 / Q
563 | A072020060010049 | BEARING & SLEEVE<>METRIC<>TAPER ROLLER<>SINGLE ROW<>32216 J2 / Q
564 | A072020060010064 | BEARING & SLEEVE<>METRIC<>TAPER ROLLER<>SINGLE ROW<>33010 / Q
565 | A072020060010066 | BEARING & SLEEVE<>METRIC<>TAPER ROLLER<>SINGLE ROW<>33111 / Q
566 | A072020060010068 | BEARING & SLEEVE<>METRIC<>TAPER ROLLER<>SINGLE ROW<>30205 J2
567 | A072020060010069 | BEARING & SLEEVE<>METRIC<>TAPER ROLLER<>SINGLE ROW<>30305 J2
568 | A072020060010071 | BEARING & SLEEVE<>METRIC<>TAPER ROLLER<>SINGLE ROW<>32219 J2
569 | A072020060010073 | BEARING & SLEEVE<>METRIC<>TAPER ROLLER<>SINGLE ROW<>32313 J2 / Q
570 | A072020060010093 | BEARING & SLEEVE<>METRIC<>TAPER ROLLER<>SINGLE ROW<>31313 J2 / Q
571 | A072020060010098 | BEARING & SLEEVE<>METRIC<>TAPER ROLLER<>SINGLE ROW<>30213 J2 / Q
572 | A072020060010102 | BEARING & SLEEVE<>METRIC<>TAPER ROLLER<>SINGLE ROW<>30304 J2
573 | A072020060010115 | BEARING & SLEEVE<>METRIC<>TAPER ROLLER<>SINGLE ROW<>33211
574 | A072020060010116 | BEARING & SLEEVE<>METRIC<>TAPER ROLLER<>SINGLE ROW<>30221 J2
575 | A072020060010122 | BEARING & SLEEVE<>METRIC<>TAPER ROLLER<>SINGLE ROW<>32220
576 | A072020060010127 | BEARING & SLEEVE<>METRIC<>TAPER ROLLER<>SINGLE ROW<>30204 A
577 | A072020060010128 | BEARING & SLEEVE<>METRIC<>TAPER ROLLER<>SINGLE ROW<>30207 A
578 | A072020060010130 | BEARING & SLEEVE<>METRIC<>TAPER ROLLER<>SINGLE ROW<>30208 A
579 | A072020060010131 | BEARING & SLEEVE<>METRIC<>TAPER ROLLER<>SINGLE ROW<>30208 J2
580 | A072020060010136 | BEARING & SLEEVE<>METRIC<>TAPER ROLLER<>SINGLE ROW<>30306 A
581 | A072020060010137 | BEARING & SLEEVE<>METRIC<>TAPER ROLLER<>SINGLE ROW<>30306 J2
582 | A072020060010144 | BEARING & SLEEVE<>METRIC<>TAPER ROLLER<>SINGLE ROW<>32032 XU
583 | A072020060010148 | BEARING & SLEEVE<>METRIC<>TAPER ROLLER<>SINGLE ROW<>32211
584 | A072020060010149 | BEARING & SLEEVE<>METRIC<>TAPER ROLLER<>SINGLE ROW<>32212
585 | A072020060010150 | BEARING & SLEEVE<>METRIC<>TAPER ROLLER<>SINGLE ROW<>32213
586 | A072020060010152 | BEARING & SLEEVE<>METRIC<>TAPER ROLLER<>SINGLE ROW<>32224 J2
587 | A072020060010172 | BEARING & SLEEVE<>METRIC<>TAPER ROLLER<>SINGLE ROW<>31310 J2
588 | A072020060010186 | BEARING & SLEEVE<>METRIC<>TAPER ROLLER<>SINGLE ROW<>509043
589 | A072020060010187 | BEARING & SLEEVE<>METRIC<>TAPER ROLLER<>SINGLE ROW<>1838057/1838058
590 | A072020060010188 | BEARING & SLEEVE<>METRIC<>TAPER ROLLER<>SINGLE ROW<>1838053/1838054
591 | A072020060010189 | BEARING & SLEEVE<>METRIC<>TAPER ROLLER<>SINGLE ROW<>1838051/1838052
592 | A072020060010195 | BEARING & SLEEVE<>METRIC<>TAPER ROLLER<>SINGLE ROW<>7307
593 | A072020060010214 | BEARING & SLEEVE<>METRIC<>TAPER ROLLER<>SINGLE ROW<>33213 /Q
594 | A072020060010227 | BEARING & SLEEVE<>METRIC<>TAPER ROLLER<>SINGLE ROW<>CRIC BRG 32038 X
595 | A072020060010263 | BEARING & SLEEVE<>METRIC<>TAPER ROLLER<>SINGLE ROW<>938 / 932
596 | A072020060010264 | BEARING & SLEEVE<>METRIC<>TAPER ROLLER<>SINGLE ROW<>645/632
597 | A072020060020003 | BEARING & SLEEVE<>METRIC<>TAPER ROLLER<>THRUST CUP & CONE<>938 / 932
598 | A072020060020007 | BEARING & SLEEVE<>METRIC<>TAPER ROLLER<>THRUST CUP & CONE<>580 / 572D+ACB120
599 | A072020070010002 | BEARING & SLEEVE<>METRIC<>Y TYPE<>BEARING WITHOUT HOUSING<>UC 216 D1
600 | A072020070010006 | BEARING & SLEEVE<>METRIC<>Y TYPE<>BEARING WITHOUT HOUSING<>UC 207 D1
601 | A072020070010008 | BEARING & SLEEVE<>METRIC<>Y TYPE<>BEARING WITHOUT HOUSING<>UC 204 D1
602 | A072020070020001 | BEARING & SLEEVE<>METRIC<>Y TYPE<>BEARING WITH HOUSING<>FYSE 3.15 X 16 NH PEDESTAL TYPE
603 | A072020070020005 | BEARING & SLEEVE<>METRIC<>Y TYPE<>BEARING WITH HOUSING<>UCFL 207 D1
604 | A072020070020013 | BEARING & SLEEVE<>METRIC<>Y TYPE<>BEARING WITH HOUSING<>UCP 206 D1
605 | A072020100010001 | BEARING & SLEEVE<>METRIC<>RADIAL BALL<>SINGLE ROW DEEP GROOVE<>6205 Z
606 | A072030020020002 | BEARING & SLEEVE<>LOCKING ELEMENT<>LOCK WASHER<>SPHERED HOUSING<>CRIC BRG U 216
607 | A129010020010002 | PLUMMER BLOCK<>AXIAL LABYRINTH<>END COVER<>SHAFT DIA-100 MM<>SAF 622 FOR BEARING 22322 EK
608 | A129020020020008 | PLUMMER BLOCK<>RADIAL LABYRINTH<>OPEN END<>SERIES-SN<>SN-516 ASSY
609 | A072020010070052 | BEARING & SLEEVES<> METRIC <>BALL<>SELF ALIGNING DOUBLE ROW<>1309
610 | A072020030020046 | BEARING & SLEEVE<>METRIC<>NEEDLE ROLLER<>NEEDLE ROLLER<>SCE 1816
611 | A072020070020036 | BEARING & SLEEVE<>METRIC<>Y TYPE<>BEARING WITH HOUSING<>F 308 J
612 | A072020070020046 | BEARING & SLEEVE<>METRIC<>Y TYPE<>BEARING WITH HOUSING<>PX 10J (UCP TYPE FOR 50MM SHAFT OD
613 | A072020070020047 | BEARING & SLEEVE<>METRIC<>Y TYPE<>BEARING WITH HOUSING<>F211(SQUARE TYPE FOR 50MM SHAFT OD
614 | A072020030020045 | BEARING & SLEEVE<>METRIC<>NEEDLE ROLLER<>NEEDLE ROLLER<>BRG 4908
615 | A072020060010003 | BEARING & SLEEVE<>METRIC<>TAPER ROLLER<>SINGLE ROW<>31309 DF FOR AUX. CT FAN GEAR BOX
616 | A072010010010005 | BEARING & SLEEVE<>BRITISH<>TAPER ROLLER<>LM<>BEARING NO. LM11949/ LM11910
617 | A072020030030019 | BEARING & SLEEVE<>METRIC<>NEEDLE ROLLER <>THRUST<>NEEDLE BEARING AXK/AS 3552
618 | A072010010040072 | BEARING & SLEEVE<>BRITISH<>TAPER ROLLER<>SINGLE ROW CUP AND CONE<>BRG BRIT TAPROL SRCAC 15100/ 15245
619 | A072020010100101 | BEARING & SLEEVE<>METRIC<>BALL <>THRUST<>BEARING NO 51406
620 | A072020060010269 | BEARING & SLEEVE<>METRIC<>TAPER ROLLER<>SINGLE ROW<>BEARING METRIC TAPER ROLLER 32017 J
621 | A072020010050010 | BEARING & SLEEVE<>METRIC<>BALL<>FOUR POINT CONTACT<>GR E QJ 212 MA
622 | A072020010080180 | BEARING & SLEEVE<>METRIC<>BALL<>SINGLE ROW ANGULAR CONTACT<>GR E 7312 BEP
623 | A072020010090697 | BEARING & SLEEVE<>METRIC<>BALL<>SINGLE ROW DEEP GROOVE<>GR E 6312
624 | A072020010090698 | BEARING & SLEEVE<>METRIC<>BALL<>SINGLE ROW DEEP GROOVE<>GR E 6222
625 | A072020010090699 | BEARING & SLEEVE<>METRIC<>BALL<>SINGLE ROW DEEP GROOVE<>GR E 61905
626 | A072020010160003 | BEARING & SLEEVE<>METRIC<>BALL<>SINGLE ROW RADIAL<>GR E 16008
627 | A072020020050363 | BEARING & SLEEVE<>METRIC<>CYLINDRICAL ROLLER<>NU TYPE<>GR E NU 216 ECP
628 | A072020030020053 | BEARING & SLEEVE<>METRIC<>NEEDLE ROLLER<>NEEDLE ROLLER<>GR E NU 6916
629 | A072020060010270 | BEARING & SLEEVE<>METRIC<>TAPER ROLLER<>SINGLE ROW<>GR E 31309 J2
630 | A072020060010271 | BEARING & SLEEVE<>METRIC<>TAPER ROLLER<>SINGLE ROW<>GR E 30210
631 | A072020060010272 | BEARING & SLEEVE<>METRIC<>TAPER ROLLER<>SINGLE ROW<>GR E 30224 J2
632 | A072020060010273 | BEARING & SLEEVE<>METRIC<>TAPER ROLLER<>SINGLE ROW<>GR E 32214

## 20
GROUP F- BEARING
APPROVED VENDORS:
1) SKF INDIA LTD.(VID:51508)
2) SCHAEFFLER INDIA LIMITED.(VID:50460)
3) TIMKEN INDIA LTD. (VID: 51661)
4) AUSTIN ENGG. COMPANY LTD. (VID: 50181)
5) NSK INDIA SALES COMPANY PVT. LTD. (VID: 55007)
6) NATIONAL ENGG. INDUSTRIES LTD. (VID: 50969)
7) NTN BEARING INDIA LTD. (VID: 54505)
8) MBM ENGINEERING INFOTECH LTD. (VID:52417)
SN | ITEM CODE | ITEM DESCRIPTION
1 | A072020010070074 | BEARING & SLEEVE<>METRIC<>BALL<>SELF ALIGNING DOUBLE ROW<>1208 ETN9
2 | A072020030020019 | BEARING & SLEEVE<>METRIC<>NEEDLE ROLLER<>NEEDLE ROLLER<>RNA 4911 WITH INNER SLEEVE
3 | A072020040010006 | BEARING & SLEEVE<>METRIC<>SPHERICAL<>SPHERICAL SLEEVE BEARING<>GE 50 ES
4 | A072020040010007 | BEARING & SLEEVE<>METRIC<>SPHERICAL<>SPHERICAL SLEEVE BEARING<>GE 15 C
5 | A072020040010008 | BEARING & SLEEVE<>METRIC<>SPHERICAL<>SPHERICAL SLEEVE BEARING<>GE 17 C
6 | A072020040010010 | BEARING & SLEEVE<>METRIC<>SPHERICAL<>SPHERICAL SLEEVE BEARING<>CRIC BRG GE 12 ES
7 | A072020040010012 | BEARING & SLEEVE<>METRIC<>SPHERICAL<>SPHERICAL SLEEVE BEARING<>CRIC BRG GE 17 ES
8 | A072020040010013 | BEARING & SLEEVE<>METRIC<>SPHERICAL<>SPHERICAL SLEEVE BEARING<>CRIC BRG GE 35 ES
9 | A072020050010011 | BEARING & SLEEVE<>METRIC<>SPHERICAL ROLLER<>ZZZ SCRAPPED<>23220 CCK / W33 WITH SLEEVE H230, LOCKNUT, LOCK WASHER
10 | A072020050020194 | BEARING & SLEEVE<>METRIC<>SPHERICAL ROLLER<>SELF ALIGNING<>23220 CCK / W33 WITH SLEEVE H230, LOCKNUT, WASHER
11 | A072020050020235 | BEARING & SLEEVE<>METRIC<>SPHERICAL ROLLER<>SELF ALIGNING<>22217 K
12 | A072020080010001 | BEARING & SLEEVE<>METRIC<>SLEEVE<>ADAPTER SLEEVE WITH LOCK NUT & WASHER<>H 317
13 | A072020080010002 | BEARING & SLEEVE<>METRIC<>SLEEVE<>ADAPTER SLEEVE WITH LOCK NUT & WASHER<>H 3136
14 | A072020080010003 | BEARING & SLEEVE<>METRIC<>SLEEVE<>ADAPTER SLEEVE WITH LOCK NUT & WASHER<>H 3148
15 | A072020080010004 | BEARING & SLEEVE<>METRIC<>SLEEVE<>ADAPTER SLEEVE WITH LOCK NUT & WASHER<>H 3176
16 | A072020080010006 | BEARING & SLEEVE<>METRIC<>SLEEVE<>ADAPTER SLEEVE WITH LOCK NUT & WASHER<>H 207
17 | A072020080010007 | BEARING & SLEEVE<>METRIC<>SLEEVE<>ADAPTER SLEEVE WITH LOCK NUT & WASHER<>H 209
18 | A072020080010008 | BEARING & SLEEVE<>METRIC<>SLEEVE<>ADAPTER SLEEVE WITH LOCK NUT & WASHER<>H 210
19 | A072020080010009 | BEARING & SLEEVE<>METRIC<>SLEEVE<>ADAPTER SLEEVE WITH LOCK NUT & WASHER<>H 211
20 | A072020080010010 | BEARING & SLEEVE<>METRIC<>SLEEVE<>ADAPTER SLEEVE WITH LOCK NUT & WASHER<>H 213
21 | A072020080010011 | BEARING & SLEEVE<>METRIC<>SLEEVE<>ADAPTER SLEEVE WITH LOCK NUT & WASHER<>H 215
22 | A072020080010012 | BEARING & SLEEVE<>METRIC<>SLEEVE<>ADAPTER SLEEVE WITH LOCK NUT & WASHER<>H 220
23 | A072020080010013 | BEARING & SLEEVE<>METRIC<>SLEEVE<>ADAPTER SLEEVE WITH LOCK NUT & WASHER<>H 222
24 | A072020080010014 | BEARING & SLEEVE<>METRIC<>SLEEVE<>ADAPTER SLEEVE WITH LOCK NUT & WASHER<>H 307
25 | A072020080010015 | BEARING & SLEEVE<>METRIC<>SLEEVE<>ADAPTER SLEEVE WITH LOCK NUT & WASHER<>H 308
26 | A072020080010016 | BEARING & SLEEVE<>METRIC<>SLEEVE<>ADAPTER SLEEVE WITH LOCK NUT & WASHER<>H 309
27 | A072020080010017 | BEARING & SLEEVE<>METRIC<>SLEEVE<>ADAPTER SLEEVE WITH LOCK NUT & WASHER<>H 310
28 | A072020080010018 | BEARING & SLEEVE<>METRIC<>SLEEVE<>ADAPTER SLEEVE WITH LOCK NUT & WASHER<>H 311
29 | A072020080010019 | BEARING & SLEEVE<>METRIC<>SLEEVE<>ADAPTER SLEEVE WITH LOCK NUT & WASHER<>H 313
30 | A072020080010020 | BEARING & SLEEVE<>METRIC<>SLEEVE<>ADAPTER SLEEVE WITH LOCK NUT & WASHER<>H 314
31 | A072020080010021 | BEARING & SLEEVE<>METRIC<>SLEEVE<>ADAPTER SLEEVE WITH LOCK NUT & WASHER<>H 315
32 | A072020080010022 | BEARING & SLEEVE<>METRIC<>SLEEVE<>ADAPTER SLEEVE WITH LOCK NUT & WASHER<>H 316
33 | A072020080010023 | BEARING & SLEEVE<>METRIC<>SLEEVE<>ADAPTER SLEEVE WITH LOCK NUT & WASHER<>H 318
34 | A072020080010024 | BEARING & SLEEVE<>METRIC<>SLEEVE<>ADAPTER SLEEVE WITH LOCK NUT & WASHER<>H 319
35 | A072020080010025 | BEARING & SLEEVE<>METRIC<>SLEEVE<>ADAPTER SLEEVE WITH LOCK NUT & WASHER<>H 320
36 | A072020080010026 | BEARING & SLEEVE<>METRIC<>SLEEVE<>ADAPTER SLEEVE WITH LOCK NUT & WASHER<>H 322
37 | A072020080010027 | BEARING & SLEEVE<>METRIC<>SLEEVE<>ADAPTER SLEEVE WITH LOCK NUT & WASHER<>H 331
38 | A072020080010028 | BEARING & SLEEVE<>METRIC<>SLEEVE<>ADAPTER SLEEVE WITH LOCK NUT & WASHER<>H 2308
39 | A072020080010029 | BEARING & SLEEVE<>METRIC<>SLEEVE<>ADAPTER SLEEVE WITH LOCK NUT & WASHER<>H 2309
40 | A072020080010030 | BEARING & SLEEVE<>METRIC<>SLEEVE<>ADAPTER SLEEVE WITH LOCK NUT & WASHER<>H 2313
41 | A072020080010031 | BEARING & SLEEVE<>METRIC<>SLEEVE<>ADAPTER SLEEVE WITH LOCK NUT & WASHER<>H 2314
42 | A072020080010033 | BEARING & SLEEVE<>METRIC<>SLEEVE<>ADAPTER SLEEVE WITH LOCK NUT & WASHER<>H 2316
43 | A072020080010034 | BEARING & SLEEVE<>METRIC<>SLEEVE<>ADAPTER SLEEVE WITH LOCK NUT & WASHER<>H 2318
44 | A072020080010035 | BEARING & SLEEVE<>METRIC<>SLEEVE<>ADAPTER SLEEVE WITH LOCK NUT & WASHER<>H 2320
45 | A072020080010036 | BEARING & SLEEVE<>METRIC<>SLEEVE<>ADAPTER SLEEVE WITH LOCK NUT & WASHER<>H 2322
46 | A072020080010037 | BEARING & SLEEVE<>METRIC<>SLEEVE<>ADAPTER SLEEVE WITH LOCK NUT & WASHER<>H 2328
47 | A072020080010039 | BEARING & SLEEVE<>METRIC<>SLEEVE<>ADAPTER SLEEVE WITH LOCK NUT & WASHER<>H 3034
48 | A072020080010040 | BEARING & SLEEVE<>METRIC<>SLEEVE<>ADAPTER SLEEVE WITH LOCK NUT & WASHER<>H 3036
49 | A072020080010041 | BEARING & SLEEVE<>METRIC<>SLEEVE<>ADAPTER SLEEVE WITH LOCK NUT & WASHER<>H 3060
50 | A072020080010043 | BEARING & SLEEVE<>METRIC<>SLEEVE<>ADAPTER SLEEVE WITH LOCK NUT & WASHER<>H 3134
51 | A072020080010044 | BEARING & SLEEVE<>METRIC<>SLEEVE<>ADAPTER SLEEVE WITH LOCK NUT & WASHER<>H 3124
52 | A072020080010045 | BEARING & SLEEVE<>METRIC<>SLEEVE<>ADAPTER SLEEVE WITH LOCK NUT & WASHER<>H 3126
53 | A072020080010046 | BEARING & SLEEVE<>METRIC<>SLEEVE<>ADAPTER SLEEVE WITH LOCK NUT & WASHER<>H 3138
54 | A072020080010047 | BEARING & SLEEVE<>METRIC<>SLEEVE<>ADAPTER SLEEVE WITH LOCK NUT & WASHER<>H 3128
55 | A072020080010048 | BEARING & SLEEVE<>METRIC<>SLEEVE<>ADAPTER SLEEVE WITH LOCK NUT & WASHER<>H 3130
56 | A072020080010049 | BEARING & SLEEVE<>METRIC<>SLEEVE<>ADAPTER SLEEVE WITH LOCK NUT & WASHER<>H 3132
57 | A072020080010050 | BEARING & SLEEVE<>METRIC<>SLEEVE<>ADAPTER SLEEVE WITH LOCK NUT & WASHER<>H 3032
58 | A072020080010051 | BEARING & SLEEVE<>METRIC<>SLEEVE<>ADAPTER SLEEVE WITH LOCK NUT & WASHER<>H 3030
59 | A072020080010052 | BEARING & SLEEVE<>METRIC<>SLEEVE<>ADAPTER SLEEVE WITH LOCK NUT & WASHER<>H 3028
60 | A072020080010053 | BEARING & SLEEVE<>METRIC<>SLEEVE<>ADAPTER SLEEVE WITH LOCK NUT & WASHER<>H 3026
61 | A072020080010054 | BEARING & SLEEVE<>METRIC<>SLEEVE<>ADAPTER SLEEVE WITH LOCK NUT & WASHER<>H 3024
62 | A072020080010055 | BEARING & SLEEVE<>METRIC<>SLEEVE<>ADAPTER SLEEVE WITH LOCK NUT & WASHER<>H 2317
63 | A072020080010056 | BEARING & SLEEVE<>METRIC<>SLEEVE<>ADAPTER SLEEVE WITH LOCK NUT & WASHER<>H 3044
64 | A072020080010057 | BEARING & SLEEVE<>METRIC<>SLEEVE<>ADAPTER SLEEVE WITH LOCK NUT & WASHER<>H 3140
65 | A072020080010058 | BEARING & SLEEVE<>METRIC<>SLEEVE<>ADAPTER SLEEVE WITH LOCK NUT & WASHER<>H 3144
66 | A072020080010059 | BEARING & SLEEVE<>METRIC<>SLEEVE<>ADAPTER SLEEVE WITH LOCK NUT & WASHER<>H 3152
67 | A072020080010060 | BEARING & SLEEVE<>METRIC<>SLEEVE<>ADAPTER SLEEVE WITH LOCK NUT & WASHER<>H 3268 HG
68 | A072020080010061 | BEARING & SLEEVE<>METRIC<>SLEEVE<>ADAPTER SLEEVE WITH LOCK NUT & WASHER<>AH 3140
69 | A072020080010062 | BEARING & SLEEVE<>METRIC<>SLEEVE<>ADAPTER SLEEVE WITH LOCK NUT & WASHER<>H 4168
70 | A072020080010063 | BEARING & SLEEVE<>METRIC<>SLEEVE<>ADAPTER SLEEVE WITH LOCK NUT & WASHER<>H 3156
71 | A072020080010065 | BEARING & SLEEVE<>METRIC<>SLEEVE<>ADAPTER SLEEVE WITH LOCK NUT & WASHER<>H 218
72 | A072020080010066 | BEARING & SLEEVE<>METRIC<>SLEEVE<>ADAPTER SLEEVE WITH LOCK NUT & WASHER<>H 2311
73 | A072020080010067 | BEARING & SLEEVE<>METRIC<>SLEEVE<>ADAPTER SLEEVE WITH LOCK NUT & WASHER<>HK 4520
74 | A072020080010069 | BEARING & SLEEVE<>METRIC<>SLEEVE<>ADAPTER SLEEVE WITH LOCK NUT & WASHER<>H 3040
75 | A072020080010070 | BEARING & SLEEVE<>METRIC<>SLEEVE<>ADAPTER SLEEVE WITH LOCK NUT & WASHER<>H 312
76 | A072020080010073 | BEARING & SLEEVE<>METRIC<>SLEEVE<>ADAPTER SLEEVE WITH LOCK NUT & WASHER<>H 306
77 | A072020080010074 | BEARING & SLEEVE<>METRIC<>SLEEVE<>ADAPTER SLEEVE WITH LOCK NUT & WASHER<>HJ 332
78 | A072020080010077 | BEARING & SLEEVE<>METRIC<> SLEEVE<>ADAPTER SLEEVE WITH LOCK NUT & WASHER<>H 2330
79 | A072020080010078 | BEARING & SLEEVE<>METRIC<>SLEEVE<>ADAPTER SLEEVE WITH LOCK NUT & WASHER<>H 2310
80 | A072020080010079 | BEARING & SLEEVE<>METRIC<>SLEEVE<>ADAPTER SLEEVE WITH LOCK NUT & WASHER<>CRIC BRG H 3044
81 | A072020080010080 | BEARING & SLEEVE<>METRIC<>SLEEVE<>ADAPTER SLEEVE WITH LOCK NUT & WASHER<>CRIC BRG H 2338
82 | A072020080010081 | BEARING & SLEEVE<>METRIC<>SLEEVE<>ADAPTER SLEEVE WITH LOCK NUT & WASHER<>CRIC BRG H 3034
83 | A072020080010082 | BEARING & SLEEVE<>METRIC<>SLEEVE<>ADAPTER SLEEVE WITH LOCK NUT & WASHER<>CRIC BRG H 3036
84 | A072020080010083 | BEARING & SLEEVE<>METRIC<>SLEEVE<>ADAPTER SLEEVE WITH LOCK NUT & WASHER<>CRIC BRG AH 3140
85 | A072020080010084 | BEARING & SLEEVE<>METRIC<>SLEEVE<>ADAPTER SLEEVE WITH LOCK NUT & WASHER<>CRIC BRG H 3072 HG
86 | A072020080010086 | BEARING & SLEEVE<>METRIC<>SLEEVE<>ADAPTER SLEEVE WITH LOCK NUT & WASHER<>CRIC BRG H 2315
87 | A072020080010089 | BEARING & SLEEVE<>METRIC<>SLEEVE<>ADAPTER SLEEVE WITH LOCK NUT & WASHER<>AOH 3052
88 | A072020080010090 | BEARING & SLEEVE<>METRIC<>SLEEVE<>ADAPTER SLEEVE WITH LOCK NUT & WASHER<>AOH 3060
89 | A072020080010092 | BEARING & SLEEVE<>METRIC<>SLEEVE<>ADAPTER SLEEVE WITH LOCK NUT & WASHER<>OH-3192 H
90 | A072020080020001 | BEARING & SLEEVE<>METRIC<>SLEEVE<>WITHDRAWAL SLEEVE<>AHX 3128
91 | A072020080020002 | BEARING & SLEEVE<>METRIC<>SLEEVE<>WITHDRAWAL SLEEVE<>AH 3060
92 | A072020080020003 | BEARING & SLEEVE<>METRIC<>SLEEVE<>WITHDRAWAL SLEEVE<>AHX 3122
93 | A072020080020004 | BEARING & SLEEVE<>METRIC<>SLEEVE<>WITHDRAWAL SLEEVE<>AHX 3126
94 | A072020080020005 | BEARING & SLEEVE<>METRIC<>SLEEVE<>WITHDRAWAL SLEEVE<>AH 2336
95 | A072020080020006 | BEARING & SLEEVE<>METRIC<>SLEEVE<>WITHDRAWAL SLEEVE<>AH 3038
96 | A072020080020007 | BEARING & SLEEVE<>METRIC<>SLEEVE<>WITHDRAWAL SLEEVE<>AH 3052
97 | A072020080020008 | BEARING & SLEEVE<>METRIC<>SLEEVE<>WITHDRAWAL SLEEVE<>AH 2328
98 | A072020080020010 | BEARING & SLEEVE<>METRIC<>SLEEVE<>WITHDRAWAL SLEEVE<>AH 3268
99 | A072020080020011 | BEARING & SLEEVE<>METRIC<>SLEEVE<>WITHDRAWAL SLEEVE<>CRIC BRG AH 3060
100 | A108010560010026 | MOTOR HT-IND 6.6 KV<>BHEL<>9000 KW / RPM 1495 / HORIZ / INSUL CL F<>FRAME ITF7642-4<> BEARING JOURNAL DIA 220X140

## 21
ELMO PUMP SPARES
APPROVED VENDORS:
1) SIEMENS LTD. (VID : 52913)
2) GARDNER DENVER ENGINEERED PRODUCTS INDIA PRIVATE LIMITED (VID : 54904)
SN | ITEM CODE | ITEM DESCRIPTION
1 | A115080050010003 | PUMP<>VACCUM<>SIEMENS<>2 BE 1303-0ZY 4-Z<>COMPENSATING WASHER
2 | A115080050010005 | PUMP<>VACCUM<>SIEMENS<>2 BE 1303-0ZY 4-Z<>INTERCEPTING PLATE
3 | A115080050010011 | PUMP<>VACCUM<>SIEMENS<>2 BE 1303-0ZY 4-Z<>STUFFING BOX GLAND
4 | A115080050010012 | PUMP<>VACCUM<>SIEMENS<>2 BE 1303-0ZY 4-Z<>VALVE PLATE
5 | A115080050010013 | PUMP<>VACCUM<>SIEMENS<>2 BE 1303-0ZY 4-Z<>BEARING HOUSING PN 12.03
6 | A115080050010014 | PUMP<>VACCUM<>SIEMENS<>2 BE 1303-0ZY 4-Z<>BEARING HOUSING PN 13.03
7 | A115080050010016 | PUMP<>VACCUM<>SIEMENS<>2 BE 1303-0ZY 4-Z<>FELT SEALING RING PN 12.09
8 | A115080050010017 | PUMP<>VACCUM<>SIEMENS<>2 BE 1303-0ZY 4-Z<>FELT SEALING RING PN 13.09
9 | A115080050010018 | PUMP<>VACCUM<>SIEMENS<>2 BE 1303-0ZY 4-Z<>FIXED BEARING
10 | A115080050010019 | PUMP<>VACCUM<>SIEMENS<>2 BE 1303-0ZY 4-Z<>FLAT GASKET PN 17.02
11 | A115080050010020 | PUMP<>VACCUM<>SIEMENS<>2 BE 1303-0ZY 4-Z<>FLAT GASKET PN 18.02
12 | A115080050010021 | PUMP<>VACCUM<>SIEMENS<>2 BE 1303-0ZY 4-Z<>FLAT GASKET PN 7.05
13 | A115080050010022 | PUMP<>VACCUM<>SIEMENS<>2 BE 1303-0ZY 4-Z<>FLAT GASKET PN 8.05
14 | A115080050010023 | PUMP<>VACCUM<>SIEMENS<>2 BE 1303-0ZY 4-Z<>FLOATING BEARING
15 | A115080050010024 | PUMP<>VACCUM<>SIEMENS<>2 BE 1303-0ZY 4-Z<>GLAND PACKING RINGS PN 10.01
16 | A115080050010025 | PUMP<>VACCUM<>SIEMENS<>2 BE 1303-0ZY 4-Z<>GREASE SLINGER PN 12.06
17 | A115080050010026 | PUMP<>VACCUM<>SIEMENS<>2 BE 1303-0ZY 4-Z<>GREASE SLINGER PN 13.06
18 | A115080050010027 | PUMP<>VACCUM<>SIEMENS<>2 BE 1303-0ZY 4-Z<>INNER BEARING CAP PN 12.05
19 | A115080050010028 | PUMP<>VACCUM<>SIEMENS<>2 BE 1303-0ZY 4-Z<>INNER BEARING CAP PN 13.05
20 | A115080050010029 | PUMP<>VACCUM<>SIEMENS<>2 BE 1303-0ZY 4-Z<>OUTER BEARING CAP PN 12.04
21 | A115080050010030 | PUMP<>VACCUM<>SIEMENS<>2 BE 1303-0ZY 4-Z<>OUTER BEARING CAP PN 13.04
22 | A115080050010031 | PUMP<>VACCUM<>SIEMENS<>2 BE 1303-0ZY 4-Z<>PARALLEL KEY PN 1.04
23 | A115080050010032 | PUMP<>VACCUM<>SIEMENS<>2 BE 1303-0ZY 4-Z<>PORT PLATE DRIVING END PN 3.01
24 | A115080050010033 | PUMP<>VACCUM<>SIEMENS<>2 BE 1303-0ZY 4-Z<>PORT PLATE NON DRIVING END PN 4.01
25 | A115080050010034 | PUMP<>VACCUM<>SIEMENS<>2 BE 1303-0ZY 4-Z<>RETAINING RING PN 12.07
26 | A115080050010036 | PUMP<>VACCUM<>SIEMENS<>2 BE 1303-0ZY 4-Z<>ROTOR-SHAFT ASSY PN 1.01 & 1.02
27 | A115080050010037 | PUMP<>VACCUM<>SIEMENS<>2 BE 1303-0ZY 4-Z<>SEALING O-RING PN 2.02
28 | A115080050010038 | PUMP<>VACCUM<>SIEMENS<>2 BE 1303-0ZY 4-Z<>SEALING RING PN 7.09
29 | A115080050010039 | PUMP<>VACCUM<>SIEMENS<>2 BE 1303-0ZY 4-Z<>SEALING RING PN 7.16
30 | A115080050010040 | PUMP<>VACCUM<>SIEMENS<>2 BE 1303-0ZY 4-Z<>SEALING RING PN 8.09
31 | A115080050010041 | PUMP<>VACCUM<>SIEMENS<>2 BE 1303-0ZY 4-Z<>SEALING RING PN 8.16
32 | A115080050010042 | PUMP<>VACCUM<>SIEMENS<>2 BE 1303-0ZY 4-Z<>SEALING WATER DISTRBUTN RING PN 10.02
33 | A115080050010043 | PUMP<>VACCUM<>SIEMENS<>2 BE 1303-0ZY 4-Z<>SHAFT BUSHING COMPLETE PN 2.01
34 | A115080050010044 | PUMP<>VACCUM<>SIEMENS<>2 BE 1303-0ZY 4-Z<>SHAFT SEAL V-RING PN 12.08
35 | A115080050010045 | PUMP<>VACCUM<>SIEMENS<>2 BE 1303-0ZY 4-Z<>SHAFT SEAL V-RING PN 13.08
36 | A115080050010046 | PUMP<>VACCUM<>SIEMENS<>2 BE 1303-0ZY 4-Z<>SHAFT SEALING RING PN 14.00
37 | A115080050010047 | PUMP<>VACCUM<>SIEMENS<>2 BE 1303-0ZY 4-Z<>STUFFING BOX HOUSING PN 11.02
38 | A115080050010048 | PUMP<>VACCUM<>SIEMENS<>2 BE 1303-0ZY 4-Z<>THREADED PIN PN 2.03
39 | A115080050010049 | PUMP<>VACCUM<>SIEMENS<>2 BE 1303-0ZY 4-Z<>THREADED PIN PN 2.03
40 | A115080050010050 | PUMP<>VACCUM<>SIEMENS<>2 BE 1303-0ZY 4-Z<>THREADED PIN PN 2.03
41 | A115080050010051 | PUMP<>VACCUM<>SIEMENS<>2 BE 1303-0ZY 4-Z<>THREADED PIN PN 2.03
42 | A115080050010052 | PUMP<>VACCUM<>SIEMENS<>2 BE 1303-0ZY 4-Z<>THREADED PIN PN 2.03
43 | A115080050010053 | PUMP<>VACCUM<>SIEMENS<>2 BE 1303-0ZY 4-Z<>THREADED PIN PN 2.03
44 | A115080050010054 | PUMP<>VACCUM<>SIEMENS<>2 BE 1303-0ZY 4-Z<>THREADED PIN PN 2.03
45 | A115080050010055 | PUMP<>VACCUM<>SIEMENS<>2 BE 1303-0ZY 4-Z<>THREADED PIN PN 2.03
Works Items
46 | A031090060010001 | PUMP<>APPLICATION:VACCUM<>MAKE:SIEMENS<>MODEL: 2 BE 1303-0ZY 4-Z<>OVERHAULING

## 22
MECHANICAL FACE SEAL ASSEMBLY AND SPARES (SPRING LOADED)
APPROVED VENDORS:
1) BHARAT HEAVY ELECTRICALS LTD. (VID:50226)
2) GE POWER INDIA LTD. (VID : 50089)
3) FALCON THERMAL POWER EQUIPMENTS PVT. LTD. (VID : 54589)
4) L&T- MHI POWER BOILERS PRIVATE LIMITED (VID : 55690)
SN | ITEM CODE | ITEM DESCRIPTION
1 | A043070060090022 | BOILER<>COAL MILL<>BHEL XRP 1043<>SEALING<> LABYRINTH SEAL WITH REPLACEABLE LINER
2 | A043070070080007 | BOILER<>COAL MILL<>BHEL XRP 763<>SCRAPPER BOX<>FALCON SPRING LOADED MECHANICAL FACE SEAL ASSY
3 | A043070070080008 | BOILER<>COAL MILL<>BHEL XRP 763<>SCRAPPER BOX<>FIXING RING
4 | A043070070080017 | BOILER<>COAL MILL<>BHEL XRP 763<>SCRAPPER BOX<>MILL BOTTOM COVER ASSY
5 | A043070070080020 | BOILER<>COAL MILL<>BHEL XRP 763<>SCRAPPER BOX<>OIL SEAL DUST GUARD
6 | A043070070080029 | BOILER<>COAL MILL<>BHEL XRP 763<>SCRAPPER BOX<>SEAL RUNNER
7 | A043070070080038 | BOILER<>COAL MILL<>BHEL XRP 763<>SCRAPPER BOX<>UPPER BRG. HOUSING. COVER
8 | A043070070090002 | BOILER<>COAL MILL<>BHEL XRP 763<>SEALING<>CHAMBER MODIFIED
9 | A043070070090004 | BOILER<>COAL MILL<>BHEL XRP 763<>SEALING<>DUST GUARD
10 | A043070070090009 | BOILER<>COAL MILL<>BHEL XRP 763<>SEALING<>MECHANICAL FACE SEAL FALCON MODIFIED
11 | A043070070090010 | BOILER<>COAL MILL<>BHEL XRP 763<>SEALING<>FIXING RING MODIFIED
12 | A043070070090011 | BOILER<>COAL MILL<>BHEL XRP 763<>SEALING<>INLET BELLOW MODIFIED
13 | A043070070090012 | BOILER<>COAL MILL<>BHEL XRP 763<>SEALING<>INLET HOSES MODIFIED
14 | A043070070090013 | BOILER<>COAL MILL<>BHEL XRP 763<>SEALING<>INLET SCREWED FLANGED CONNECTOR MODIFIED
15 | A043070070090014 | BOILER<>COAL MILL<>BHEL XRP 763<>SEALING<>MECHANICAL FACE SEAL ASSY
16 | A043070070090015 | BOILER<>COAL MILL<>BHEL XRP 763<>SEALING<>MILL BOTTOM COVER MODIFIED
17 | A043070070090016 | BOILER<>COAL MILL<>BHEL XRP 763<>SEALING<>MOUNTING PLATE MODIFIED
18 | A043070070090020 | BOILER<>COAL MILL<>BHEL XRP 763<>SEALING<>SEAL RUNNER SEAL PLATE MODIFIED
19 | A043070070090022 | BOILER<>COAL MILL<>BHEL XRP 763<>SEALING<>SHOULDER SCREW MODIFIED
20 | A043070070090025 | BOILER<>COAL MILL<>BHEL XRP 763<>SEALING<>UPPER BEARING HOUSING COVER MODIFIED
21 | A043070070090026 | BOILER<>COAL MILL<>BHEL XRP 763<>SEALING<>SPRING LOADED UNIT (FALCON)
22 | A043070070090027 | BOILER<>COAL MILL<>BHEL XRP 763<>SEALING<>SPECIAL PURPOSE TOOL (SPT) COURSE (FOR INSITU LAPPING OF SEAL PLATE) MODIFIED
23 | A043070070090029 | BOILER<>COAL MILL<>BHEL XRP 763<>SEALING<>OIL SEAL 292 X 241.3 X 23 MM FOR ROLLER JOURNAL ASSY
24 | A043070070090031 | BOILER<>COAL MILL<>BHEL XRP 763<>SEALING<>SPLIT OIL SEAL VITON RUBBER WITH GARTER SPRING 312 X 279 X 16 MM
25 | A043070070090032 | BOILER<>COAL MILL<>BHEL XRP 763<>SEALING<>SEAL AIR FLEXIBLE HOSE PIPE 3 / 4 X 2340 MM
26 | A043070070090033 | BOILER<>COAL MILL<>BHEL XRP 763<>SEALING<>SEAL AIR FLEXIBLE HOSE PIPE 1 X 2340 MM
27 | A043070070090041 | BOILER<>COAL MILL<>BHEL XRP 763<>SEALING<>MECHANICAL FACE SEAL BELLOWS WITH FLANGE
28 | A043070070090043 | BOILER<>COAL MILL<>BHEL XRP 763<>SEALING<>MECHANICAL FACE SEAL SHOULDER BOLTS
29 | A043070070090045 | BOILER<>COAL MILL<>BHEL XRP 763<>SEALING<>MECHANICAL SEAL SET
30 | A043070070090046 | BOILER<>COAL MILL<>BHEL XRP 763<>SEALING<>SEAL RUNNER FOR MFS FALCON MAKE
31 | A043070070090047 | BOILER<>COAL MILL<>BHEL XRP 763<>SEALING<>SEAL PLATE FOR MFS FALCON MAKE
32 | A043070070100006 | BOILER<>COAL MILL<>BHEL XRP 763<>ZZZ JOURNAL<>SHIM DUST GUARD 1 SET-15 NOS
33 | A043070080080007 | BOILER<>COAL MILL<>BHEL XRP 803<>SCRAPPER BOX<>FIXING RING
34 | A043070080080027 | BOILER<>COAL MILL<>BHEL XRP 803<>SCRAPPER BOX<>SEAL RUNNER
35 | A043070080080028 | BOILER<>COAL MILL<>BHEL XRP 803<>SCRAPPER BOX<>SHOULDER SCREW
36 | A043070080080029 | BOILER<>COAL MILL<>BHEL XRP 803<>SCRAPPER BOX<>UPPER BRG. HOUSING. COVER
37 | A043070080090001 | BOILER<>COAL MILL<>BHEL XRP 803<>SEALING<>FALCON SPRING LOADED MECHANICAL FACE SEAL ASSY
38 | A043070080090003 | BOILER<>COAL MILL<>BHEL XRP 803<>SEALING<>SEAL RUNNER & SEAL ASSY
39 | A043070080090013 | BOILER<>COAL MILL<>BHEL XRP 803<>SEALING <>LABYRINTH SEAL WITH REPLACEABLE LINER
40 | A043070090090013 | BOILER<>COAL MILL<>BHEL XRP 803 1 / 2 HP<>SEALING<>WEAR RESISTANT SPLIT SLEEVE
41 | A043070090090014 | BOILER<>COAL MILL<>BHEL XRP 803 1 / 2HP<>SEALING<>SPECIAL SEAL RUNNER WITH GLAND RETAINING
42 | A043070090090015 | BOILER<>COAL MILL<>BHEL XRP 803 1 / 2HP<> SEALING<>INNER LINER FOR LABYRINTH SEAL
43 | A043070090090016 | BOILER<>COAL MILL<>BHEL XRP 803 1 / 2HP<> SEALING<>OUTER BODY FOR LABYRINTH SEAL
44 | A043070100050096 | BOILER<>COAL MILL<>BHEL XRP 883<>DRIVE & GB<>COMPLETE MODIFIED SPRING LOADED MECH FACE SEAL ASSY
45 | A043070100090055 | BOILER<>COAL MILL<>BHEL XRP 883<>SEALING<>SEAL PLATE
46 | A043070100090056 | BOILER<>COAL MILL<>BHEL XRP 883<>SEALING<>SEAL RUNNER
47 | A043070100090057 | BOILER<>COAL MILL<>BHEL XRP 883<>SEALING<>SHOULDER SCREW
48 | A043070100090058 | BOILER<>COAL MILL<>BHEL XRP 883<>SEALING<>4 INLET + 2 EXHAUST BELLOW ASSY
49 | A043070100090059 | BOILER<>COAL MILL<>BHEL XRP 883<>SEALING<>SPRING LOADING UNIT
50 | A043070150060031 | BOILER <>COAL MILL<> BHEL XRP 903<> BOWL HUB ASSY<> BRASS RING LABRYNTH SEAL
51 | A043070070090005 | BOILER<>COAL MILL<>BHEL XRP 763<>SEALING<>EXHAUST (OUTER) HOSES
52 | A043070070090006 | BOILER<>COAL MILL<>BHEL XRP 763<>SEALING<>EXHAUST BELLOW MODIFIED
53 | A043070150060034 | BOILER<>COAL MILL<>BHEL XRP 903<>BOWL HUB ASSY<>CM XRP-903 BOWL HUB WEAR RESISTANT BAND

## 23
COAL MILL EXTERNAL OIL FILTRATION SYSTEM AND SPARES
APPROVED VENDORS:
1) BHARAT HEAVY ELECTRICALS LTD. (VID:50226)
2) GE POWER INDIA LTD. (VID : 50089)
3) FALCON THERMAL POWER EQUIPMENTS PVT. LTD. (VID : 54589)
4)L&T- MHI POWER BOILERS PRIVATE LIMITED (VID : 55690)
SN | ITEM CODE | ITEM DESCRIPTION
1 | A023050020030001 | FILTER, REGULATOR, PURIFIER<>FILTER MACHINE<>LUBRICATING OIL<>FALCON 4000P<>70 LPM FALCON 4000P COMPLETE ASSY
2 | A023050020030002 | FILTER, REGULATOR, PURIFIER<>FILTER MACHINE<>LUBRICATING OIL<>FALCON 4000P<>70 LPM LUB OIL DELIVERY SYSTEM FOR CM
3 | A043070070050128 | BOILER<>COAL MILL<>BHEL XRP 763<>DRIVE & GB<>FILTRATION SYSTEM
4 | A043070100050040 | BOILER<>COAL MILL<>BHEL XRP 883<>DRIVE & GB<>LOWER RADIAL BEARING HOUSING COVER
5 | A043070100050090 | BOILER<>COAL MILL<>BHEL XRP 883<>DRIVE & GB<>EXTERNAL FILTRATION & LUBRICATION MACHINE
6 | A043070130020035 | BOILER<>COAL MILL<>MVM 32R<>ROLLER ASSEMBLY<>JOURNAL ASSEMBLY LUBE OIL FILTRATION SYSTEM

## 24
JOURNAL SHAFT WITH SPLIT SLEEVE AND SPARES
APPROVED VENDORS:
1) BHARAT HEAVY ELECTRICALS LTD. (VID:50226)
2) GE POWER INDIA LTD. (VID : 50089)
3) FALCON THERMAL POWER EQUIPMENTS PVT. LTD. (VID : 54589)
4) L&T- MHI POWER BOILERS PRIVATE LIMITED (VID : 55690)
SN | ITEM CODE | ITEM DESCRIPTION
1 | A043070070030022 | BOILER<>COAL MILL<>BHEL XRP 763<>JOURNAL ASSY<>JOURNAL SHAFT
2 | A043070070030023 | BOILER<>COAL MILL<>BHEL XRP 763<>JOURNAL ASSY<>JOURNAL SHAFT LOCK NUT
3 | A043070070030075 | BOILER<>COAL MILL<>BHEL XRP 763<>JOURNAL ASSY<>SPLIT SLEEVE FOR OIL SEAL PORTION OF SHAFT (TWO HALVES)
4 | A043070070030097 | BOILER<>COAL MILL<>BHEL XRP 763<>JOURNAL ASSY<>FALCON SPLIT SLEEVE
5 | A043070080030057 | BOILER<>COAL MILL<>BHEL XRP 803<>JOURNAL ASSY<>SPECIALITY SLEEVE FOR JOURNAL SHAFT OF C / M
6 | A043070100030003 | BOILER<>COAL MILL<>BHEL XRP 883<>JOURNAL ASSY<>SPECIAL SLEEVE FOR JOURNAL SHAFT
7 | A043070100030081 | BOILER<>COAL MILL<>BHEL XRP 883<>JOURNAL ASSY<>SPECIALITY SLEEVE FOR JOURNAL SHAFT OF C/M

## 25
VERTICAL SHAFT WITH SPLIT SLEEVE AND SPARES
APPROVED VENDORS:
1) BHARAT HEAVY ELECTRICALS LTD. (VID:50226)
2) GE POWER INDIA LTD. (VID : 50089)
3) FALCON THERMAL POWER EQUIPMENTS PVT. LTD. (VID : 54589)
4) L&T- MHI POWER BOILERS PRIVATE LIMITED (VID : 55690)
SN | ITEM CODE | ITEM DESCRIPTION
1 | A043070070050068 | BOILER<>COAL MILL<>BHEL XRP 763<>DRIVE & GB<>VERTICAL SHAFT WITH SPLIT SLEEVE
2 | A043070070050069 | BOILER<>COAL MILL<>BHEL XRP 763<>DRIVE & GB<>LOCK NUT 2 NOS AND KEY 3 NOS IN SET FOR VERTICAL SHFT
3 | A043070070050070 | BOILER<>COAL MILL<>BHEL XRP 763<>DRIVE & GB<>SPLIT SLEEVE FOR VERTICAL SHAFT
4 | A043070070050111 | BOILER<>COAL MILL<>BHEL XRP 763<>DRIVE & GB<>MAIN VERTICAL SHAFT WITH TWO LOCK NUTS & THREE KEYS
5 | A043070100050105 | BOILER<>COAL MILL<>BHEL XRP 883<>DRIVE & GB<>SPLIT SLEEVE FOR MAIN VERTICAL SHAFT

## 26
OIL GUN ASSEMBLY AND SPARES (MODIFIED)
APPROVED VENDORS :
1) BHARAT HEAVY ELECTRICALS LTD. (VID:50226)
2) GE POWER INDIA LTD. (VID : 50089)
3) FALCON THERMAL POWER EQUIPMENTS PVT. LTD. (VID : 54589)
4) L&T- MHI POWER BOILERS PRIVATE LIMITED (VID : 55690)
5) BOILER CONTROLS PVT. LTD. (VID: 50242) for 22 items only (Sr No.1,4-6,16,17,19,20,23,25,29,35,38,42,46,51,52,60,61,66,83,84)
SN | ITEM CODE | ITEM DESCRIPTION
1 | A043020020020003 | BOILER<>BT<>210 MW POD 1 & 2<>IGNITOR GUIDE ASSY<>IGNITOR GUIDE PIPE ASSY
2 | A043020020030002 | BOILER<>BT<>210 MW POD 1 & 2<>SCANNER GUIDE ASSY<>SCANNER GUIDE PIPE ASSY
3 | A043020060010003 | BOILER<>BT<>500 MW CSTPS 7<>SCANNER ASSY<>SCANNER GUIDE PIPE ASSY
4 | A043020080010001 | BOILER<>BT<>210 MW<>SCANNER<>SCANNER COOLING AIR HOSE
5 | A043020080010002 | BOILER<>BT<>210 MW<>SCANNER<>SCANNER GUIDE HOSE
6 | A043020080010003 | BOILER<>BT<>210 MW<>SCANNER<>COOLING AIR MANIFOLD
7 | A043200010020001 | BOILER<>OIL BURNER<>210 MW CSTPS 3 & 4<>OIL GUN<>BOX NUT
8 | A043200010020003 | BOILER<>OIL BURNER<>210 MW CSTPS 3 & 4<>OIL GUN<>GUN GUIDE HOSE PIPE
9 | A043200010020007 | BOILER<>OIL BURNER<>210 MW CSTPS 3 & 4<>OIL GUN<>OIL GUN ASSY COMPLETE
10 | A043200010020011 | BOILER<>OIL BURNER<>210 MW CSTPS 3 & 4<>OIL GUN<>OIL GUN FRONT END ASSY
11 | A043200010020014 | BOILER<>OIL BURNER<>210 MW CSTPS 3 & 4<>OIL GUN<>REPLICABLE HOSE FOR OIL GUN
12 | A043200010020016 | BOILER<>OIL BURNER<>210 MW CSTPS 3 & 4<>OIL GUN<>TIP
13 | A043200010020018 | BOILER<>OIL BURNER<>210 MW CSTPS 3 & 4<>OIL GUN<>OIL HOSE 1 INCH DIA X 1500 MM L
14 | A043200010020019 | BOILER<>OIL BURNER<>210 MW CSTPS 3 & 4<>OIL GUN<>STEAM HOSE DIA 3 / 4 INCH, X 1500 MM L
15 | A043200010020020 | BOILER<>OIL BURNER<>210 MW CSTPS 3 & 4<>OIL GUN<>TAIL END ASSY
16 | A043200010020021 | BOILER<>OIL BURNER<>210 MW CSTPS 3 & 4<>OIL GUN<>NOZZLE BODY
17 | A043200010020023 | BOILER<>OIL BURNER<>210 MW CSTPS 3 & 4<>OIL GUN<>FLAME SCANNER GUIDE PIPE ASSY
18 | A043200010020024 | BOILER<>OIL BURNER<>210 MW CSTPS 3 & 4<>OIL GUN<>STATIONARY PORTION FOR FALCON OIL GUN
19 | A043200010040003 | BOILER<>OIL BURNER<>210 MW CSTPS 3 & 4<>OIL TIP ASSEMBLY<>OIL NOZZLE TIP B (OIL COMPARTMENT)
20 | A043200020010002 | BOILER<>OIL BURNER<>210 MW POD 1 & 2<>OIL GUN<>CAP NUT
21 | A043200020010003 | BOILER<>OIL BURNER<>210 MW POD 1 & 2<>OIL GUN<>AIR COOLED OIL GUN PART J
22 | A043200020010009 | BOILER<>OIL BURNER<>210 MW POD 1 & 2<>OIL GUN<>FRONT ASSY SS BEND FOR OIL HOSE WITH CONNECTOR
23 | A043200020010015 | BOILER<>OIL BURNER<>210 MW POD 1 & 2<>OIL GUN<>HOSE CLAMPS FOR COOLING CANVAS
24 | A043200020010017 | BOILER<>OIL BURNER<>210 MW POD 1 & 2<>OIL GUN<>OIL GUN DIFFUSER
25 | A043200020010022 | BOILER<>OIL BURNER<>210 MW POD 1 & 2<>OIL GUN<>SPRAY PLATE J 16
26 | A043200020010023 | BOILER<>OIL BURNER<>210 MW POD 1 & 2<>OIL GUN<>SS FLEXIBLE OIL HOSE ID 19 X 1500 L
27 | A043200020010024 | BOILER<>OIL BURNER<>210 MW POD 1 & 2<>OIL GUN<>SS FLEXIBLE STEAM HOSE ID 25 X 1500 L
28 | A043200030010004 | BOILER<>OIL BURNER<>210 MW POD 3 & 4<>OIL GUN<>DIFFUSER LINK
29 | A043200030010017 | BOILER<>OIL BURNER<>210 MW POD 3 & 4<>OIL GUN<>OIL GUN GUIDE ASSY
30 | A043200060010001 | BOILER<>OIL BURNER<>500 MW CSTPS 7<>IGNITOR ASSY<>IGNITOR GUIDE PIPE ASSY
31 | A043200060020009 | BOILER<>OIL BURNER<>500 MW CSTPS 7<>OIL GUN<>FLEXIBLE HOSE FOR OIL GUN (1 / 2 INCH X 570 MM)
32 | A043200080010002 | BOILER<>OIL BURNER<>210 MW<>IGNITOR ASSY<>IGNITERS GUIDE PIPE ASSY AS PER BHEL DRAWING
33 | A043200080020003 | BOILER<>OIL BURNER<>210 MW<>OIL GUN<>CHAMPION STYLE 59 PRE CUT GASKET
34 | A043200080020004 | BOILER<>OIL BURNER<>210 MW<>OIL GUN<>DIFFUSER FOR FALCON AIR COOLED OIL GUN
35 | A043200080020005 | BOILER<>OIL BURNER<>210 MW<>OIL GUN<>DIFFUSER FOR PARALLEL PIPE AIR COOLED OIL GUN
36 | A043200080020006 | BOILER<>OIL BURNER<>210 MW<>OIL GUN<>DRILLED THROUGH BOX NUT
37 | A043200080020008 | BOILER<>OIL BURNER<>210 MW<>OIL GUN<>OIL GUN ASSY PARALLEL PIPE FALCON MODIFIED KRK AJ (AIR COOLED)
38 | A043200080020009 | BOILER<>OIL BURNER<>210 MW<>OIL GUN<>FEED HOSES FOR OIL GUN (OIL)
39 | A043200080020010 | BOILER<>OIL BURNER<>210 MW<>OIL GUN<>FEED HOSES FOR OIL GUN (STEAM)
40 | A043200080020012 | BOILER<>OIL BURNER<>210 MW<>OIL GUN<>GUIDE HOSE FOR FALKAN AIR COOLED OIL GUN
41 | A043200080020015 | BOILER<>OIL BURNER<>210 MW<>OIL GUN<>OIL GUN ASSY
42 | A043200080020022 | BOILER<>OIL BURNER<>210 MW<>OIL GUN<>SS HOSE FOR A / C OIL GUN DIA 16 X 630 (OIL / STEAM)
43 | A043200080020027 | BOILER<>OIL BURNER<>210 MW<>OIL GUN<>SS HOSE WITH BOTH END NB 20 X 1500 (OIL)
44 | A043200080020033 | BOILER<>OIL BURNER<>210 MW<>OIL GUN<>BOX NUT FOR OIL GUN
45 | A043200080020034 | BOILER<>OIL BURNER<>210 MW<>OIL GUN<>HOSE FOR OIL GUN (01 OIL + 01 STEAM)
46 | A043200080020035 | BOILER<>OIL BURNER<>210 MW<>OIL GUN<>NOZZLE BODY FRONT FOR OIL GUN
47 | A043200080020040 | BOILER<>OIL BURNER<>210 MW<>OIL GUN<>GASKET (ID 35, OD 45 MM) FOR AIR COOLED OIL GUN
48 | A043200080030001 | BOILER<>OIL BURNER<>210 MW<>OIL TIP ASSY<>FALCON MODIFIED KRK AJ FRONT END WELD ON ASSY FOR PARALLEL PIPE TYPE (AIR COOLED) OIL GUN
49 | A043200080030002 | BOILER<>OIL BURNER<>210 MW<>OIL TIP ASSEMBLY<>OIL GUN TIPS 6 90 DEG J11 MAT H525 (FOR FALCON MODIFIED KRK AJ AIR COOLED OIL GUN)
50 | A043200080030003 | BOILER<>OIL BURNER<>210 MW<>OIL TIP ASSEMBLY<>OIL GUN TIPS 6 90 DEG J14 MAT H525 (FOR FALCON MODIFIED KRK AJ AIR COOLED OIL GUN) & BACK PLATE
51 | A043200080030005 | BOILER<>OIL BURNER<>210 MW<>OIL TIP ASSEMBLY<>OIL GUN TIPS 90 DEG J11
52 | A043200090010015 | BOILER<>OIL BURNER<>210 MW ABL<>OIL GUN<>OIL GUN CLAMP
53 | A043200090010033 | BOILER<>OIL BURNER<>210 MW ABL<>OIL GUN<>OIL GUN TIP J-9
54 | A043200110010017 | BOILER<>OIL BURNER<>250 MW<>IGNITOR ASSY<>IGNITOR GUIDE PIPE ASSY
55 | A043200110020001 | BOILER<>OIL BURNER<>250 MW<>OIL GUN ASSY<>CAP NUT
56 | A043200110020002 | BOILER<>OIL BURNER<>250 MW<>OIL GUN ASSY<>FUEL OIL GUN REMOVABLE PART J
57 | A043200110020003 | BOILER<>OIL BURNER<>250 MW<>OIL GUN ASSY<>SPRAY PLATE 90J16
58 | A043200110020004 | BOILER<>OIL BURNER<>250 MW<>OIL GUN ASSY<>SS FLEXIBLE HOSES 0.5 INCH X 613 MM
59 | A043200110020005 | BOILER<>OIL BURNER<>250 MW<>OIL GUN ASSY<>SS FLEXIBLE HOSES 0.5 INCH X 630 MM
60 | A043200110020006 | BOILER<>OIL BURNER<>250 MW<>OIL GUN ASSY<>CU WASHER 25X19X3 ALL IN MM
61 | A043200110020007 | BOILER<>OIL BURNER<>250 MW<>OIL GUN ASSY<>BUSH ODXIDXL, 19.1X14.2X20 ALL IN MM
62 | A043200110020008 | BOILER<>OIL BURNER<>250 MW<>OIL GUN ASSY<>OIL GUN CLAMP
63 | A043200110020009 | BOILER<>OIL BURNER<>250 MW<>OIL GUN ASSY<>FRONT END WELD ON ASSY WITH TIP AND CAP NUT
64 | A043200110020010 | BOILER<>OIL BURNER<>250 MW<>OIL GUN ASSY<>DIFFUSER 186 MM OD WITH EXTEN LEVER AND PIN
65 | A043200110020011 | BOILER<>OIL BURNER<>250 MW<>OIL GUN ASSY<>AIR COOLED OIL GUN GUIDE ASSY
66 | A043200110020012 | BOILER<>OIL BURNER<>250 MW<>OIL GUN ASSY<>BOX NUT FOR OIL GUN
67 | A043200110020013 | BOILER<>OIL BURNER<>250 MW<>OIL GUN ASSY<>OIL GUN
68 | A043200110020014 | BOILER<>OIL BURNER<>250 MW<>OIL GUN ASSY<>DIFFUSER
69 | A043200110020015 | BOILER<>OIL BURNER<>250 MW<>OIL GUN ASSY<>FEED HOSES FOR OIL GUN STEAM & OIL
70 | A043200110020016 | BOILER<>OIL BURNER<>250 MW<>OIL GUN ASSY<>SPRAY PLATE
71 | A043200110020017 | BOILER<>OIL BURNER<>250 MW<>OIL GUN ASSY<>SS CORRUGATED HOSE 25 NB X 1500 MM
72 | A043200110020018 | BOILER<>OIL BURNER<>250 MW<>OIL GUN ASSY<>SS CORRUGATED HOSE 20 NB X 1500 MM
73 | A043200110020019 | BOILER<>OIL BURNER<>250 MW<>OIL GUN ASSY<>DAMPER PIN
74 | A043200110020020 | BOILER<>OIL BURNER<>250 MW<>OIL GUN ASSY<>FLEXIBLE SEAL TUBE ASSY 90X630MM
75 | A043200110020021 | BOILER<>OIL BURNER<>250 MW<>OIL GUN ASSY<>GUIDE TIP PIN
76 | A043200110020022 | BOILER<>OIL BURNER<>250 MW<>OIL GUN ASSY<>METALIC CAP
77 | A043200110020023 | BOILER<>OIL BURNER<>250 MW<>OIL GUN ASSY<>REACH ROD ASSY
78 | A043200110020024 | BOILER<>OIL BURNER<>250 MW<>OIL GUN ASSY<>SS WIRE BRAINDED MS BOTH END FLANGED 52 MM
79 | A043200110020025 | BOILER<>OIL BURNER<>250 MW<>OIL GUN ASSY<>SHARE PIN OF BURNNER
80 | A043200110020026 | BOILER<>OIL BURNER<>250 MW<>OIL GUN ASSY<>OIL GUN GUIDE PIPE ASSY WITH CLAMP
81 | A043200110020029 | BOILER<>OIL BURNER<>250 MW<>OIL GUN ASSY<>NOZZLE BODY
82 | A043200110020030 | BOILER<>OIL BURNER<>250 MW<>OIL GUN ASSY<>OIL CARRYING HOSE
83 | A043200110020031 | BOILER<>OIL BURNER<>250 MW<>OIL GUN ASSY<>STEAM CARRYING HOSE
84 | A043200110030001 | BOILER<>OIL BURNER<>250 MW<>OIL TIP ASSEMBLY<>OIL NOZZLE TIP
85 | A043200110040001 | BOILER<>OIL BURNER<>250 MW<>SCANNER ASSY<>SCANNER GUIDE PIPE ASSY
86 | A043200110040002 | BOILER<>OIL BURNER<>250 MW<>SCANNER ASSY<>SCANNER GUIDE HOSE COOLING AIR MANIFOLD
87 | A043200120030009 | BOILER<>OIL BURNER<>500 MW<>OIL GUN VALVE<>OIL BURNER GUIDE PIPE ASSLY
88 | A043200120040008 | BOILER<>OIL BURNER<>500 MW<>OIL GUN<>CAP NUT FINNED
89 | A043200120040011 | BOILER<>OIL BURNER<>500 MW<>OIL GUN<>SPRAY PLATE
90 | A043200120040014 | BOILER<>OIL BURNER<>500 MW<>OIL GUN<>OIL GUN ASSY COMPLETE
91 | A043200120040015 | BOILER<>OIL BURNER<>500 MW<>OIL GUN<>VANE DIFFUSER
92 | A115050250430001 | PUMP<>OIL<>TUSHACO<>HPG-2A<>COMPLETE PUMP ASSY
93 | A043200150010001 | BOILER<>OIL BURNER<>500 MW CSTPS 8 &9<>OIL GUN J24<>BLR OILBUR AIR COOLED OIL GUN ASSY
94 | A043200150010002 | BOILER<>OIL BURNER<>500 MW CSTPS 8 &9<>OIL GUN J24<>BLR OILBUR BOX NUT
95 | A043200150010003 | BOILER<>OIL BURNER<>500 MW CSTPS 8 &9<>OIL GUN J24<>BLR OILBUR IGNITOR GUIDE PIPE ASSY
96 | A043200150010004 | BOILER<>OIL BURNER<>500 MW CSTPS 8 &9<>OIL GUN J24<>BLR OILBUR TIP
97 | A043200150010005 | BOILER<>OIL BURNER<>500 MW CSTPS 8 &9<>OIL GUN J24<>BLR OILBUR1X1500OIL GUN FRONT END ASSY
98 | A043200150010007 | BOILER<>OIL BURNER<>500 MW CSTPS 8 &9<>OIL GUN J24<>INLET OIL HOSE FOR OIL GUN (3 / 4" X 1.5
99 | A043200150010008 | BOILER<>OIL BURNER<>500 MW CSTPS 8 &9<>OIL GUN J24<>INLET STEAM HOSE FOR OIL GUN (1" X 1.5M)
100 | A043200150010011 | BOILER<>OIL BURNER<>500 MW CSTPS 8 &9<>OIL GUN J24<>SCANNER ASSY SCANNER COOLING AIR HOSE
101 | A043200150010012 | BOILER<>OIL BURNER<>500 MW CSTPS 8 &9<>OIL GUN J24<>SCANNER ASSY SCANNER GUIDE PIPE ASSY
102 | A043050150020027 | BOILER<>COAL BURNER<>660 MW<>OIL BURNER <>SITEREPLACEABLE SS HOSE(OIL) MODIFIEDGUN
103 | A043050150020028 | BOILER<>COAL BURNER<>660 MW<>OIL BURNER <>SITEREPLACEABLE SSHOSE(STEAM)MODIFIEDGUN
104 | A043050150020029 | BOILER<>COAL BURNER<>660 MW<>OIL BURNER <>FLEXIBLE SS FEEDPIPE (OIL) MODIFIED GUN
105 | A043050150020030 | BOILER<>COAL BURNER<>660 MW<>OIL BURNER <>FLEXIBLE SS FEEDPIPE (STEAM) MODIFIEDGUN
106 | A043050150040065 | BOILER<>COAL BURNER<>660 MW<>FUEL BURNER<> DIFFUSER ASSEMBLY FOR OIL GUN
107 | A043050150040068 | BOILER<>COAL BURNER<>660 MW<>FUEL BURNER<> CAP NUT FOR OIL GUN
108 | A043050150040067 | BOILER<>COAL BURNER<>660 MW<>FUEL BURNER<> MODIFIED OIL GUN ASSY(REMOVABLE PORTION)
109 | A043050150040066 | BOILER<>COAL BURNER<>660 MW<>FUEL BURNER<> FRONT END WELD ON ASSY FOR OIL GUN
110 | A043050150040070 | BOILER<>COAL BURNER<>660 MW<>FUEL BURNER<> PRE-CUT GASKETS FOR OIL GUN
111 | A043050150020031 | BOILER<>COAL BURNER<>660 MW<>OIL BURNER<>MODIFIED SCANNER GUIDE PIPE ASSLY
112 | A043050150020032 | BOILER<>COAL BURNER<>660 MW<>OIL BURNER<>MODIFIED IGNITOR GUIDE PIPE ASSLY
113 | A043050150020033 | BOILER<>COAL BURNER<>660 MW<>OIL BURNER <>SCANNER HOSE SIZE-50MMODX1560MM LENGTH
114 | A043050150020034 | BOILER<>COAL BURNER<>660 MW<>OIL BURNER <>IGNITOR HOSE SIZE-57MMODX410MM LENGTH

## 28
SPARES OF ASH SLURRY PUMPS (WARMAN MAKE)
APPROVED VENDORS:
1) WEIR MINERALS INDIA PVT. LTD. (VID: 51798)
2) MELCO INDIA PVT LTD (VID: 50888)
SN | ITEM CODE | ITEM DESCRIPTION
1 | A115010050010001 | PUMP<>ASH SLURRY<>WARMAN<>10 / 8 FM<>BEARING ASSY PN EAM005M
2 | A115010050010002 | PUMP<>ASH SLURRY<>WARMAN<>10 / 8 FM<>BEARING HOUSING PN E004MG01
3 | A115010050010003 | PUMP<>ASH SLURRY<>WARMAN<>10 / 8 FM<>PUMP ASSY
4 | A115010050010004 | PUMP<>ASH SLURRY<>WARMAN<> 10 / 8 FM<>FPL INSERT PN F6041MA05
5 | A115010050010005 | PUMP<>ASH SLURRY<>WARMAN<>10 / 8 FM<>IMPELLER PN F6147A05
6 | A115010050010006 | PUMP<>ASH SLURRY<>WARMAN<>10 / 8 FM<>LABYRINTH PN E062-10D81
7 | A115010050010007 | PUMP<>ASH SLURRY<>WARMAN<>10 / 8 FM<>O-RING IMPELLER SEALING PN F109S10
8 | A115010050010008 | PUMP<>ASH SLURRY<>WARMAN<>10 / 8 FM<>SHAFT KEY PN E070E05
9 | A115010050010009 | PUMP<>ASH SLURRY<>WARMAN<> 10 / 8 FM<>SHAFT SLEEVE PN E075C21
10 | A115010050010010 | PUMP<>ASH SLURRY<>WARMAN<>10 / 8 FM<>SHAFT PN EAM073ME03
11 | A115010050010011 | PUMP<>ASH SLURRY<>WARMAN<>10 / 8 FM<>STUFFING BOX PN EAM078G01
12 | A115010050010012 | PUMP<>ASH SLURRY<>WARMAN<> 10 / 8 FM<>THROAT BUSH PN F6083A05
13 | A115010050010013 | PUMP<>ASH SLURRY<>WARMAN<>10 / 8 FM<>VOLUTE LINER SEAL PN F8124S01
14 | A115010050010014 | PUMP<>ASH SLURRY<>WARMAN<>10 / 8 FM<>VOLUTE LINER PN F6110A05
15 | A115010050010015 | PUMP<>ASH SLURRY<>WARMAN<>10 / 8 FM<>ADJUSTING SCREW-3 NUTS-2 WASHERS PN F001M MAT E 62
16 | A115010050010018 | PUMP<>ASH SLURRY<>WARMAN<>10 / 8 FM<>CLAMP BOLT M30M1-200ZN PN F012M MAT E62
17 | A115010050010019 | PUMP<>ASH SLURRY<>WARMAN<>10 / 8 FM<>CLAMP WASHER PN F011 MAT E 62
18 | A115010050010020 | PUMP<>ASH SLURRY<>WARMAN<>10 / 8 FM<>COTTER PN F8085 MAT E02
19 | A115010050010021 | PUMP<>ASH SLURRY<>WARMAN<>10 / 8 FM<>COVER PLATE BOLT-2 NUTS PN F8015M MAT E62
20 | A115010050010022 | PUMP<>ASH SLURRY<>WARMAN<>10 / 8 FM<>COVER PLATE PN F8013 MAT G01
21 | A115010050010023 | PUMP<>ASH SLURRY<>WARMAN<>10 / 8 FM<>DISCHARGE JOINT PN F8132L MAT S01
22 | A115010050010024 | PUMP<>ASH SLURRY<>WARMAN<>10 / 8 FM<>EXPELLER PN F028 MAT D21
23 | A115010050010025 | PUMP<>ASH SLURRY<>WARMAN<>10 / 8 FM<>EXPELLER RING PN F029 MAT G01
24 | A115010050010026 | PUMP<>ASH SLURRY<>WARMAN<>10 / 8 FM<>EXPELLER RING STUD-1NUT PN F079 MAT E62
25 | A115010050010028 | PUMP<>ASH SLURRY<>WARMAN<>10 / 8 FM<>FPL INSERT STUD W12Z3-1BZL PN F8026 MAT 62
26 | A115010050010031 | PUMP<>ASH SLURRY<>WARMAN<>10 / 8 FM<>GLAND (2 PIECE) PN F044 MAT C23
27 | A115010050010032 | PUMP<>ASH SLURRY<>WARMAN<>10 / 8 FM<>GLAND BOLT-1 NUT 1-WASHER PN F045M MAT E62
28 | A115010050010033 | PUMP<>ASH SLURRY<>WARMAN<>10 / 8 FM<>GLAND CLAMP BOLT M12H1-855N PN E126M MAT E62
29 | A115010050010034 | PUMP<>ASH SLURRY<>WARMAN<>10 / 8 FM<>GREASE CUP ADAPTOR PN WP4L84-L MAT E62
30 | A115010050010035 | PUMP<>ASH SLURRY<>WARMAN<>10 / 8 FM<>GREASE CUP PN WP4L84-L
31 | A115010050010036 | PUMP<>ASH SLURRY<>WARMAN<>10 / 8 FM<>IMPELLER PN F8147 MAT A05
32 | A115010050010037 | PUMP<>ASH SLURRY<>WARMAN<>10 / 8 FM<>INTAKE JOINT PN F8060 MAT S01
33 | A115010050010038 | PUMP<>ASH SLURRY<>WARMAN<>10 / 8 FM<>KEEPER PLATE PN F8081 MAT E02
34 | A115010050010039 | PUMP<>ASH SLURRY<>WARMAN<>10 / 8 FM<>LANTERN RESTRICTOR PN F118 MAT C23
35 | A115010050010040 | PUMP<>ASH SLURRY<>WARMAN<>10 / 8 FM<>LANTERN RING PN F063 MAT C23
36 | A115010050010041 | PUMP<>ASH SLURRY<>WARMAN<>10 / 8 FM<>LIP SEAL GLAND PN F241 MAT C23
37 | A115010050010043 | PUMP<>ASH SLURRY<>WARMAN<>10 / 8 FM<>NECK RING PN F067 MAT C23
38 | A115010050010044 | PUMP<>ASH SLURRY<>WARMAN<>10 / 8 FM<>PACKING PN F111 MAT Q05
39 | A115010050010045 | PUMP<>ASH SLURRY<>WARMAN<>10 / 8 FM<>SEAL HOLDER PN F143 MAT E62
40 | A115010050010047 | PUMP<>ASH SLURRY<>WARMAN<>10 / 8 FM<>SEAL RING PN F122 MAT R11
41 | A115010050010048 | PUMP<>ASH SLURRY<>WARMAN<>10 / 8 FM<>SHAFT SEAL PN F090 MAT S10
42 | A115010050010049 | PUMP<>ASH SLURRY<>WARMAN<>10 / 8 FM<>SHAFT SLEEVE O-RING 35T111N245 PN F109 MAT S10
43 | A115010050010050 | PUMP<>ASH SLURRY<>WARMAN<>10 / 8 FM<>SHAFT SLEEVE PN F075 MAT C21
44 | A115010050010051 | PUMP<>ASH SLURRY<>WARMAN<>10 / 8 FM<>SHAFT SPACER PN F117 MAT C21
45 | A115010050010052 | PUMP<>ASH SLURRY<>WARMAN<>10 / 8 FM<>STEPPED WASHER PN F080 MAT E62
46 | A115010050010054 | PUMP<>ASH SLURRY<>WARMAN<>10 / 8 FM<>THROAT BUSH PN F8083 MAT A05
47 | A115010050010055 | PUMP<>ASH SLURRY<>WARMAN<>10 / 8 FM<>VOLUTE LINER PN F8110 MAT A05
48 | A115010050010056 | PUMP<>ASH SLURRY<>WARMAN<>10 / 8 FM<>VOLUTE LINER SEAL PN F8124 MAT S01
49 | A115010050010057 | PUMP<>ASH SLURRY<>WARMAN<> 10 / 8 FM<>MOTOR PULLEY
50 | A115010050020001 | PUMP<>ASH SLURRY<>WARMAN<>8 / 6 EEAH<>BEARING ASSY, PN EAM005M
51 | A115010050020002 | PUMP<>ASH SLURRY<>WARMAN<> 8 / 6 EEAH<>BEARING HOUSING, PN E004MG01
52 | A115010050020003 | PUMP<>ASH SLURRY<>WARMAN<>8 / 6 EEAH<>PUMP ASSY
53 | A115010050020004 | PUMP<>ASH SLURRY<>WARMAN<> 8 / 6 EEAH<>FPL INSERT, PN F6041MA05
54 | A115010050020005 | PUMP<>ASH SLURRY<>WARMAN<> 8 / 6 EEAH<>IMPELLER, PN F6147A05
55 | A115010050020006 | PUMP<>ASH SLURRY<>WARMAN<> 8 / 6 EEAH<>LABYRINTH, PN E062-10D81
56 | A115010050020007 | PUMP<>ASH SLURRY<>WARMAN<> 8 / 6 EEAH<>O-RING IMPELLER SEALING, PN F109S10
57 | A115010050020008 | PUMP<>ASH SLURRY<>WARMAN<> 8 / 6 EEAH<>SHAFT KEY, PN E070E05
58 | A115010050020009 | PUMP<>ASH SLURRY<>WARMAN<> 8 / 6 EEAH<>SHAFT SLEEVE, PN E075C21
59 | A115010050020010 | PUMP<>ASH SLURRY<>WARMAN<> 8 / 6 EEAH<>SHAFT, PN EAM073ME03
60 | A115010050020011 | PUMP<>ASH SLURRY<>WARMAN<> 8 / 6 EEAH<>STUFFING BOX, PN EAM078G01
61 | A115010050020012 | PUMP<>ASH SLURRY<>WARMAN<> 8 / 6 EEAH<>THROAT BUSH, PN F6083A05
62 | A115010050020013 | PUMP<>ASH SLURRY<>WARMAN<> 8 / 6 EEAH<>VOLUTE LINER SEAL, PN F8124S01
63 | A115010050020014 | PUMP<>ASH SLURRY<>WARMAN<> 8 / 6 EEAH<>VOLUTE LINER, PN F6110A05
64 | A115010050020015 | PUMP<>ASH SLURRY<>WARMAN<>8 / 6 EEAH<>DISCHARGE JOINT PN F-6132L502
65 | A115010050020016 | PUMP<>ASH SLURRY<>WARMAN<>8 / 6 EEAH<>INTAKE JOINT PN F109511
66 | A115010050020017 | PUMP<>ASH SLURRY<>WARMAN<>8 / 6 EEAH<>LANTERN RESTRICTOR PN E118C24
67 | A115010050020018 | PUMP<>ASH SLURRY<>WARMAN<>8 / 6 EEAH<>LANTERN RING PN E063C24
68 | A115010050020019 | PUMP<>ASH SLURRY<>WARMAN<>8 / 6 EEAH<>NECK RING E1118C24
69 | A115010050020020 | PUMP<>ASH SLURRY<>WARMAN<>8 / 6 EEAH<>SHAFT O-RING PN F1095S11
70 | A115010050020022 | PUMP<>ASH SLURRY<>WARMAN<>8 / 6 EEAH<>V-BELT PULLEY TAPER (PCD 560 MM) X OD 580 X64X80 MM
71 | A115010050040003 | PUMP<>ASH SLURRY<>WARMAN<>150 SV SP<>BACK LINER
72 | A115010050040004 | PUMP<>ASH SLURRY<>WARMAN<>150 SV SP<>BACK LINER SEAL
73 | A115010050040005 | PUMP<>ASH SLURRY<>WARMAN<>150 SV SP<>BEARING SEAL
74 | A115010050040006 | PUMP<>ASH SLURRY<>WARMAN<>150 SV SP<>BEARING SLEEVE
75 | A115010050040007 | PUMP<>ASH SLURRY<>WARMAN<>150 SV SP<>CASING
76 | A115010050040008 | PUMP<>ASH SLURRY<>WARMAN<>150 SV SP<>DISCHARGE PIPE GASKET
77 | A115010050040009 | PUMP<>ASH SLURRY<>WARMAN<>150 SV SP<>END COVER GASKET
78 | A115010050040010 | PUMP<>ASH SLURRY<>WARMAN<>150 SV SP<>END COVER SET SCREW
79 | A115010050040011 | PUMP<>ASH SLURRY<>WARMAN<>150 SV SP<>FLINGER
80 | A115010050040012 | PUMP<>ASH SLURRY<>WARMAN<>150 SV SP<>IMPELLER
81 | A115010050040013 | PUMP<>ASH SLURRY<>WARMAN<>150 SV SP<>O-RING PN F064S10
82 | A115010050040014 | PUMP<>ASH SLURRY<>WARMAN<>150 SV SP<>O-RING PN SV217S10
83 | A115010050040015 | PUMP<>ASH SLURRY<>WARMAN<>150 SV SP<>PISTON RING
84 | A115010050040016 | PUMP<>ASH SLURRY<>WARMAN<>150 SV SP<>SHAFT SLEEVE
85 | A115010050040017 | PUMP<>ASH SLURRY<>WARMAN<>150 SV SP<>SPACER
86 | A115010050050002 | PUMP<>ASH SLURRY<>WARMAN<>6 / 4 EAH<>BASE
87 | A115010050050003 | PUMP<>ASH SLURRY<>WARMAN<>6 / 4 EAH<>BEARING
88 | A115010050050004 | PUMP<>ASH SLURRY<>WARMAN<>6 / 4 EAH<>BEARING HOUSING
89 | A115010050050007 | PUMP<>ASH SLURRY<>WARMAN<>6 / 4 EAH<>CLAMP WASHER
90 | A115010050050009 | PUMP<>ASH SLURRY<>WARMAN<>6 / 4 EAH<>COVER PLATE
91 | A115010050050012 | PUMP<>ASH SLURRY<>WARMAN<>6 / 4 EAH<>END COVER
92 | A115010050050014 | PUMP<>ASH SLURRY<>WARMAN<>6 / 4 EAH<>FRAME PLATE
93 | A115010050050015 | PUMP<>ASH SLURRY<>WARMAN<>6 / 4 EAH<>FRAME PLATE LINER INSERT
94 | A115010050050018 | PUMP<>ASH SLURRY<>WARMAN<>6 / 4 EAH<>GLAND 2 PIECE
95 | A115010050050024 | PUMP<>ASH SLURRY<>WARMAN<>6 / 4 EAH<>IMPELLER
96 | A115010050050025 | PUMP<>ASH SLURRY<>WARMAN<>6 / 4 EAH<>IMPELLER O-RING
97 | A115010050050026 | PUMP<>ASH SLURRY<>WARMAN<>6 / 4 EAH<>INTAKE JOINT RING
98 | A115010050050027 | PUMP<>ASH SLURRY<>WARMAN<>6 / 4 EAH<>KEEPER PLATE
99 | A115010050050028 | PUMP<>ASH SLURRY<>WARMAN<>6 / 4 EAH<>LABYRINTH
100 | A115010050050030 | PUMP<>ASH SLURRY<>WARMAN<>6 / 4 EAH<>LANTERN RESTRICTOR
101 | A115010050050031 | PUMP<>ASH SLURRY<>WARMAN<>6 / 4 EAH<>LIP SEAL
102 | A115010050050033 | PUMP<>ASH SLURRY<>WARMAN<>6 / 4 EAH<>PISTON RING
103 | A115010050050036 | PUMP<>ASH SLURRY<>WARMAN<>6 / 4 EAH<>SHAFT
104 | A115010050050040 | PUMP<>ASH SLURRY<>WARMAN<>6 / 4 EAH<>SHAFT SPACER
105 | A115010050050042 | PUMP<>ASH SLURRY<>WARMAN<>6 / 4 EAH<>STUFFING BOX
106 | A115010050050043 | PUMP<>ASH SLURRY<>WARMAN<>6 / 4 EAH<>THROAT BUSH
107 | A115010050050044 | PUMP<>ASH SLURRY<>WARMAN<>6 / 4 EAH<>VOLUTE LINER
108 | A115010050050045 | PUMP<>ASH SLURRY<>WARMAN<>6 / 4 EAH<>VOLUTE LINER SEAL
109 | A115010050090004 | PUMP<>ASH SLURRY<>WARMAN<>8/6 EAH<>BEARING HOUSING
110 | A115010050090011 | PUMP<>ASH SLURRY<>WARMAN<>8/6 EAH<>DISCHARGE JOINT
111 | A115010050090012 | PUMP<>ASH SLURRY<>WARMAN<>8/6 EAH<>END COVER
112 | A115010050090018 | PUMP<>ASH SLURRY<>WARMAN<>8/6 EAH<>GLAND (2 PIECE)
113 | A115010050090025 | PUMP<>ASH SLURRY<>WARMAN<>8/6 EAH<>INTAKE JOINT
114 | A115010050090027 | PUMP<>ASH SLURRY<>WARMAN<>8/6 EAH<>LABYRINTH
115 | A115010050090028 | PUMP<>ASH SLURRY<>WARMAN<>8/6 EAH<>LABYRINTH LOCKNUT
116 | A115010050090029 | PUMP<>ASH SLURRY<>WARMAN<>8/6 EAH<>LATERN RESTRICTOR
117 | A115010050090031 | PUMP<>ASH SLURRY<>WARMAN<>8/6 EAH<>PISTON RING
118 | A115010050090032 | PUMP<>ASH SLURRY<>WARMAN<>8/6 EAH<>PLUG
119 | A115010050090036 | PUMP<>ASH SLURRY<>WARMAN<>8/6 EAH<>SHAFT SLEEVE
120 | A115010050090038 | PUMP<>ASH SLURRY<>WARMAN<>8/6 EAH<>SHAFT SPACER
121 | A115010050090040 | PUMP<>ASH SLURRY<>WARMAN<>8/6 EAH<>STUFFING BOX
122 | A115010050090044 | PUMP<>ASH SLURRY<>WARMAN<>8/6 EAH<>PULLEY HUB
123 | A115010050100005 | PUMP<>ASH SLURRY<>WARMAN<>8/6 EXU<>BEARING HOUSING
124 | A115010050100006 | PUMP<>ASH SLURRY<>WARMAN<>8/6 EXU<>BEARING SEAL
125 | A115010050100007 | PUMP<>ASH SLURRY<>WARMAN<>8/6 EXU<>CASING
126 | A115010050100010 | PUMP<>ASH SLURRY<>WARMAN<>8/6 EXU<>DISCHARGE HALF CLAM FLANGE
127 | A115010050100011 | PUMP<>ASH SLURRY<>WARMAN<>8/6 EXU<>DISCHARGE JOINT
128 | A115010050100012 | PUMP<>ASH SLURRY<>WARMAN<>8/6 EXU<>END COVER
129 | A115010050100014 | PUMP<>ASH SLURRY<>WARMAN<>8/6 EXU<>EXPELLER RING
130 | A115010050100015 | PUMP<>ASH SLURRY<>WARMAN<>8/6 EXU<>EXPELLER RING O RING
131 | A115010050100022 | PUMP<>ASH SLURRY<>WARMAN<>8/6 EXU<>GLAND
132 | A115010050100023 | PUMP<>ASH SLURRY<>WARMAN<>8/6 EXU<>GLAND BOLT -1NUT-1WASHER
133 | A115010050100026 | PUMP<>ASH SLURRY<>WARMAN<>8/6 EXU<>GREASE RETAINER
134 | A115010050100027 | PUMP<>ASH SLURRY<>WARMAN<>8/6 EXU<>IMPELLER (AS SELECTED)
135 | A115010050100029 | PUMP<>ASH SLURRY<>WARMAN<>8/6 EXU<>INTAKE HALF CLAMP FLANGE
136 | A115010050100030 | PUMP<>ASH SLURRY<>WARMAN<>8/6 EXU<>INTAKE JOINT
137 | A115010050100031 | PUMP<>ASH SLURRY<>WARMAN<>8/6 EXU<>LABYRINTH
138 | A115010050100032 | PUMP<>ASH SLURRY<>WARMAN<>8/6 EXU<>LABYRINTH LOCKNUT
139 | A115010050100033 | PUMP<>ASH SLURRY<>WARMAN<>8/6 EXU<>LANTERN RING
140 | A115010050100034 | PUMP<>ASH SLURRY<>WARMAN<>8/6 EXU<>LIP SEAL
141 | A115010050100035 | PUMP<>ASH SLURRY<>WARMAN<>8/6 EXU<>NECK RING
142 | A115010050100037 | PUMP<>ASH SLURRY<>WARMAN<>8/6 EXU<>PISTON RING
143 | A115010050100039 | PUMP<>ASH SLURRY<>WARMAN<>8/6 EXU<>SHAFT
144 | A115010050100040 | PUMP<>ASH SLURRY<>WARMAN<>8/6 EXU<>SHAFT KEY
145 | A115010050100041 | PUMP<>ASH SLURRY<>WARMAN<>8/6 EXU<>SHAFT SLEEVE
146 | A115010050100042 | PUMP<>ASH SLURRY<>WARMAN<>8/6 EXU<>SHAFT SLEEVE - O RING
147 | A115010050100044 | PUMP<>ASH SLURRY<>WARMAN<>8/6 EXU<>T LINER
148 | A115010050100052 | PUMP<>ASH SLURRY<>WARMAN<>8/6 EXU<>SEAL GUARD BOTTOM
149 | A115090680020001 | PUMP<>WATER<>WARMAN<>65 VD GPS<>BACK LINER
150 | A115090680020002 | PUMP<>WATER<>WARMAN<>65 VD GPS<>BACK LINER SEAL
151 | A115090680020003 | PUMP<>WATER<>WARMAN<>65 VD GPS<>BEARING
152 | A115090680020004 | PUMP<>WATER<>WARMAN<>65 VD GPS<>BEARING HOLDER (DRIVE)
153 | A115090680020005 | PUMP<>WATER<>WARMAN<>65 VD GPS<>BEARING HOUSING
154 | A115090680020006 | PUMP<>WATER<>WARMAN<>65 VD GPS<>BEARING SEAL PE089S10
155 | A115090680020007 | PUMP<>WATER<>WARMAN<>65 VD GPS<>BEARING SEAL VCH089S10
156 | A115090680020008 | PUMP<>WATER<>WARMAN<>65 VD GPS<>CASING
157 | A115090680020009 | PUMP<>WATER<>WARMAN<>65 VD GPS<>COLUMN (STD.D=1000 MM)
158 | A115090680020010 | PUMP<>WATER<>WARMAN<>65 VD GPS<>DISCHARGE CLAMP
159 | A115090680020011 | PUMP<>WATER<>WARMAN<>65 VD GPS<>DISCHARGE PIPE (STD. D = 1000 MM)
160 | A115090680020012 | PUMP<>WATER<>WARMAN<>65 VD GPS<>DISCHARGE PIPE SUPPORT
161 | A115090680020013 | PUMP<>WATER<>WARMAN<>65 VD GPS<>END COVER
162 | A115090680020014 | PUMP<>WATER<>WARMAN<>65 VD GPS<>FLINGER
163 | A115090680020015 | PUMP<>WATER<>WARMAN<>65 VD GPS<>IMPELLER
164 | A115090680020016 | PUMP<>WATER<>WARMAN<>65 VD GPS<>IMPELLER O-RING
165 | A115090680020017 | PUMP<>WATER<>WARMAN<>65 VD GPS<>INTAKE JOINT
166 | A115090680020018 | PUMP<>WATER<>WARMAN<>65 VD GPS<>JOINT RING
167 | A115090680020019 | PUMP<>WATER<>WARMAN<>65 VD GPS<>MALE CONNECTOR
168 | A115090680020020 | PUMP<>WATER<>WARMAN<>65 VD GPS<>MOUNTING PLATE
169 | A115090680020021 | PUMP<>WATER<>WARMAN<>65 VD GPS<>O RING
170 | A115090680020022 | PUMP<>WATER<>WARMAN<>65 VD GPS<>SHAFT SLEEVE-C23
171 | A115090680020023 | PUMP<>WATER<>WARMAN<>65 VD GPS<>SHAFT-C23 (D=1000 MM)
172 | A115090680020024 | PUMP<>WATER<>WARMAN<>65 VD GPS<>SPACER
173 | A115090680020025 | PUMP<>WATER<>WARMAN<>65 VD GPS<>SPIGOT RING
174 | A115090680020026 | PUMP<>WATER<>WARMAN<>65 VD GPS<>STRAINER LOWER
175 | A115090680020027 | PUMP<>WATER<>WARMAN<>65 VD GPS<>SUCTION PIPE-300

## 29
SPARES OF ASH SLURRY PUMPS (INDURE MAKE)
APPROVED VENDORS:
1) THE INDURE PVT LTD ( VID: 70843)
2) MELCO INDIA PVT LTD (VID: 50888)
SN | ITEM CODE | ITEM DESCRIPTION
1 | A115010030010001 | PUMP<>ASH SLURRY<>INDURE<>CD-135<>ADJUSTING PLUG 916-021
2 | A115010030010002 | PUMP<>ASH SLURRY<>INDURE<>CD-135<>ADJUSTING PLUG COVER 916-308
3 | A115010030010003 | PUMP<>ASH SLURRY<>INDURE<>CD-135<>ADJUSTING PLUG PIN 916-306
4 | A115010030010004 | PUMP<>ASH SLURRY<>INDURE<>CD-135<>AIR VENT 1 / 8 INCH STD
5 | A115010030010005 | PUMP<>ASH SLURRY<>INDURE<>CD-135<>BEARING HOUSING CAP PN 915-019
6 | A115010030010006 | PUMP<>ASH SLURRY<>INDURE<> CD-135<>BEARING HOUSING COVER DEPN 915-025
7 | A115010030010007 | PUMP<>ASH SLURRY<>INDURE<> CD-135<>BEARING HOUSING COVER PEPN 915-024
8 | A115010030010008 | PUMP<>ASH SLURRY<>INDURE<> CD-135<>BEARING HOUSINGPN 915-018
9 | A115010030010009 | PUMP<>ASH SLURRY<>INDURE<>CD-135<>BEARING LOCK NUT KM 22
10 | A115010030010010 | PUMP<>ASH SLURRY<>INDURE<>CD-135<>BEARING LOCK WASHER MB 22
11 | A115010030010011 | PUMP<>ASH SLURRY<>INDURE<>CD-135<>BEARING SPACER 915-020
12 | A115010030010012 | PUMP<>ASH SLURRY<>INDURE<> CD-135<>BELL ENGINE SIDE PN 915-014
13 | A115010030010013 | PUMP<>ASH SLURRY<>INDURE<>CD-135<>BELL SUCTION SIDE 915-010
14 | A115010030010014 | PUMP<>ASH SLURRY<>INDURE<>CD-135<>PUMP ASSY
15 | A115010030010015 | PUMP<>ASH SLURRY<>INDURE<> CD-135<>FLANGE SUCTION SIDE, PN 915-302
16 | A115010030010016 | PUMP<>ASH SLURRY<>INDURE<>CD-135<>FLANGED, PN 915-026
17 | A115010030010017 | PUMP<>ASH SLURRY<>INDURE<>CD-135<>GLAND HALF 915-017 SET OF 2 NOS
18 | A115010030010018 | PUMP<>ASH SLURRY<>INDURE<>CD-135<>GREASE FITTING GF-01
19 | A115010030010019 | PUMP<>ASH SLURRY<>INDURE<>CD-135<>HYDRAULIC PACKING RING DE ONO40700
20 | A115010030010020 | PUMP<>ASH SLURRY<>INDURE<>CD-135<>HYDRAULIC PACKING RING PE ONO40580
21 | A115010030010021 | PUMP<>ASH SLURRY<>INDURE<>CD-135<>IMPELLER 915-029
22 | A115010030010022 | PUMP<>ASH SLURRY<>INDURE<>CD-135<>IMPELLER CLAMP WASHER 915-303
23 | A115010030010023 | PUMP<>ASH SLURRY<>INDURE<>CD-135<>JAM NUT 1 5 / 8 INCH BSW
24 | A115010030010024 | PUMP<>ASH SLURRY<>INDURE<>CD-135<>LANTERN RING 915-028
25 | A115010030010025 | PUMP<>ASH SLURRY<>INDURE<>CD-135<>LINER, ENGINE SIDE BELL
26 | A115010030010026 | PUMP<>ASH SLURRY<>INDURE<> CD-135<>LINER, SUCTION SIDE BELL, PN 915-011
27 | A115010030010027 | PUMP<>ASH SLURRY<>INDURE<>CD-135<>LOCKING PIN 916-304
28 | A115010030010028 | PUMP<>ASH SLURRY<>INDURE<>CD-135<>LOCKING PIN NUT 1 5 / 8 INCH BSW
29 | A115010030010029 | PUMP<>ASH SLURRY<>INDURE<>CD-135<>MECHANICAL SEAL ASSY 4 INCH
30 | A115010030010030 | PUMP<>ASH SLURRY<>INDURE<>CD-135<>MOTOR PULLEY VARIABLE PITCH A 924-137-08
31 | A115010030010031 | PUMP<>ASH SLURRY<>INDURE<>CD-135<>OIL FILL PLUG WITH AIR VENT CON 15 INCH BSP
32 | A115010030010032 | PUMP<>ASH SLURRY<>INDURE<>CD-135<>OIL GAUGE 15 INCH BSP
33 | A115010030010033 | PUMP<>ASH SLURRY<>INDURE<>CD-135<>OIL SEAL 915-311
34 | A115010030010034 | PUMP<>ASH SLURRY<>INDURE<>CD-135<>PUMP PULLEY ASSY WITH TAPERED LOCK BUSH & BOLTS
35 | A115010030010035 | PUMP<>ASH SLURRY<>INDURE<> CD-135<>REDUCER 8 INCH X6 INCH, PN 915-027
36 | A115010030010036 | PUMP<>ASH SLURRY<>INDURE<>CD-135<>SHAFT 915-022
37 | A115010030010037 | PUMP<>ASH SLURRY<>INDURE<>CD-135<>SHAFT SLEEVE 915-023
38 | A115010030010038 | PUMP<>ASH SLURRY<>INDURE<>CD-135<>SHAFT WRENCH 915-023
39 | A115010030010039 | PUMP<>ASH SLURRY<>INDURE<>CD-135<>SHELL
40 | A115010030010040 | PUMP<>ASH SLURRY<>INDURE<>CD-135<>STUFFING BOX 915-016
41 | A115010030010041 | PUMP<>ASH SLURRY<>INDURE<> CD-135<>SUCTION SLEEVE, PN 915-012
42 | A115010030010042 | PUMP<>ASH SLURRY<>INDURE<>CD-135<>TAPER LOCK BUSH & BOLTS FOR PUMP PULLEY
43 | A115010030010043 | PUMP<>ASH SLURRY<>INDURE<>CD-135<>OIL SEAL, 100 X 127 X 13
44 | A115010030010044 | PUMP<>APPLICATION: ASH SLURRY<>MAKE: INDURE<>MODEL: CD-135<>GASKET
45 | A115010030010046 | PUMP<>ASH SLURRY<>INDURE<>CD-135<>CORD FOR FLINGER
46 | A115010030010047 | PUMP<>ASH SLURRY<>INDURE<>CD-135<>DELIVERY ADOPTER
47 | A115010030010048 | PUMP<>ASH SLURRY<>INDURE<>CD-135<>EXPELLER
48 | A115010030010050 | PUMP<>ASH SLURRY<>INDURE<>CD-135<>KEYS PUMP SHAFT
49 | A115010030010051 | PUMP<>ASH SLURRY<>INDURE<>CD-135<>MOTOR PULLEY BUSH
50 | A115010030010055 | PUMP<>ASH SLURRY<>INDURE<>CD-135<>TEDIT STYLE 2070 RING SET
51 | A115010030010056 | PUMP<>ASH SLURRY<>INDURE<>CD 135<>GLAND STUD
52 | A115010030040001 | PUMP<>ASH SLURRY<>INDURE<>A-918-241<>BEARING HOUSING
53 | A115010030040004 | PUMP<>ASH SLURRY<>INDURE<>A-918-241<>BEARING SEAL
54 | A115010030040005 | PUMP<>ASH SLURRY<>INDURE<>A-918-241<>COTTER
55 | A115010030040006 | PUMP<>ASH SLURRY<>INDURE<>A-918-241<>DISCHARGE SEAL RING
56 | A115010030040007 | PUMP<>ASH SLURRY<>INDURE<>A-918-241<>END COVER
57 | A115010030040009 | PUMP<>ASH SLURRY<>INDURE<>A-918-241<>GLAND BOLT
58 | A115010030040010 | PUMP<>ASH SLURRY<>INDURE<>A-918-241<>GLAND HALF (1 SET OF 2 NOS.)
59 | A115010030040013 | PUMP<>ASH SLURRY<>INDURE<>A-918-241<>IMPELLER
60 | A115010030040014 | PUMP<>ASH SLURRY<>INDURE<>A-918-241<>IMPELLER SPACER
61 | A115010030040015 | PUMP<>ASH SLURRY<>INDURE<>A-918-241<>INNER SHELL
62 | A115010030040016 | PUMP<>ASH SLURRY<>INDURE<>A-918-241<>INNER SHELL SEAL
63 | A115010030040018 | PUMP<>ASH SLURRY<>INDURE<>A-918-241<>LABYRINTH
64 | A115010030040019 | PUMP<>ASH SLURRY<>INDURE<>A-918-241<>LANTERN RING
65 | A115010030040020 | PUMP<>ASH SLURRY<>INDURE<>A-918-241<>LINER ENGINE SIDE
66 | A115010030040021 | PUMP<>ASH SLURRY<>INDURE<>A-918-241<>LINER SUCTION SIDE
67 | A115010030040025 | PUMP<>ASH SLURRY<>INDURE<>A-918-241<>PISTON RING
68 | A115010030040026 | PUMP<>ASH SLURRY<>INDURE<>A-918-241<>PUMP SHAFT
69 | A115010030040027 | PUMP<>ASH SLURRY<>INDURE<>A-918-241<>PUMP SHAFT KEY
70 | A115010030040028 | PUMP<>ASH SLURRY<>INDURE<>A-918-241<>SEAL RING
71 | A115010030040030 | PUMP<>ASH SLURRY<>INDURE<>A-918-241<>SHAFT SLEEVE
72 | A115010030040032 | PUMP<>ASH SLURRY<>INDURE<>A-918-241<>STUFFING BOX
73 | A115010030040033 | PUMP<>ASH SLURRY<>INDURE<>A-918-241<>SUCTION SEAL RING
74 | A115010030050001 | PUMP<>ASH SLURRY<>INDURE<>65 QV-SP<>LABYRINTH LOCK WASHER
75 | A115010030050002 | PUMP<>ASH SLURRY<>INDURE<>65 QV-SP<>SHAFT
76 | A115010030050003 | PUMP<>ASH SLURRY<>INDURE<>65 QV-SP<>LABYRINTH LOCKNUT
77 | A115010030050004 | PUMP<>ASH SLURRY<>INDURE<>65 QV-SP<>LABYRINTH
78 | A115010030050005 | PUMP<>ASH SLURRY<>INDURE<>65 QV-SP<>GREASE NIPPLE (WP4L71-Z)
79 | A115010030050006 | PUMP<>ASH SLURRY<>INDURE<>65 QV-SP<>END COVER GASKET
80 | A115010030050007 | PUMP<>ASH SLURRY<>INDURE<>65 QV-SP<>GREASE NIPPLE (WP4L70-Z)
81 | A115010030050008 | PUMP<>ASH SLURRY<>INDURE<>65 QV-SP<>END COVER (LOWER)
82 | A115010030050009 | PUMP<>ASH SLURRY<>INDURE<>65 QV-SP<>SHAFT KEY
83 | A115010030050010 | PUMP<>ASH SLURRY<>INDURE<>65 QV-SP<>PISTON RING
84 | A115010030050011 | PUMP<>ASH SLURRY<>INDURE<>65 QV-SP<>END COVER SET SCREW M12H2-40C
85 | A115010030050012 | PUMP<>ASH SLURRY<>INDURE<>65 QV-SP<>END COVER
86 | A115010030050013 | PUMP<>ASH SLURRY<>INDURE<>65 QV-SP<>BEARING HOUSING
87 | A115010030050014 | PUMP<>ASH SLURRY<>INDURE<>65 QV-SP<>BEARING SLEEVE
88 | A115010030050015 | PUMP<>ASH SLURRY<>INDURE<>65 QV-SP<>INTAKE JOINT
89 | A115010030050016 | PUMP<>ASH SLURRY<>INDURE<>65 QV-SP<>IMPELLER
90 | A115010030050017 | PUMP<>ASH SLURRY<>INDURE<>65 QV-SP<>IMPLELLER 'O' RING
91 | A115010030050018 | PUMP<>ASH SLURRY<>INDURE<>65 QV-SP<>BACK LINER
92 | A115010030050019 | PUMP<>ASH SLURRY<>INDURE<>65 QV-SP<>CASING
93 | A115010030050020 | PUMP<>ASH SLURRY<>INDURE<>65 QV-SP<>BACK LINER SEAL
94 | A115010030050021 | PUMP<>ASH SLURRY<>INDURE<>65 QV-SP<>SPACER SET
95 | A115010030050022 | PUMP<>ASH SLURRY<>INDURE<>65 QV-SP<>FLINGER
96 | A115010030050023 | PUMP<>ASH SLURRY<>INDURE<>65 QV-SP<>END COVER 'O' RING
97 | A115010030050024 | PUMP<>ASH SLURRY<>INDURE<>65 QV-SP<>SHAFT SLEEVE EJECTOR
98 | A115010030050025 | PUMP<>ASH SLURRY<>INDURE<>65 QV-SP<>BEARING SEAL
99 | A115070020020001 | PUMP<>SLURRY <>INDURE <>D85<>AXIAL SHAFT PLUG PIN
100 | A115070020020002 | PUMP<>SLURRY <>INDURE <>D85<>BEARING HOUSING COVER PUMP SIDE
101 | A115070020020004 | PUMP<>SLURRY<>INDURE<>D-85<>BEARING HOUSING COVER
102 | A115070020020005 | PUMP<>SLURRY <>INDURE <>D85<>BEARING HOUSING COVER DE SIDE
103 | A115070020020006 | PUMP<>SLURRY<>INDURE<>D-85<>BEARING RETAINING RING
104 | A115070020020007 | PUMP<>SLURRY <>INDURE <>D85<>BEARING SLEEVE H-3128
105 | A115070020020011 | PUMP<>SLURRY <>INDURE <>D85<>COMPRESSION SPRING SET OF 6 NOS
106 | A115070020020012 | PUMP<>SLURRY <>INDURE <>D85<>DISCHARGE ADAPTER
107 | A115070020020017 | PUMP<>SLURRY<>INDURE<>D-85<>GLAND HALF
108 | A115070020020018 | PUMP<>SLURRY <>INDURE <>D85<>IMPELLER
109 | A115070020020019 | PUMP<>SLURRY <>INDURE <>D85<>IMPELLER CLAMP WASHER
110 | A115070020020020 | PUMP<>SLURRY <>INDURE <>D85<>LATERN RINGS
111 | A115070020020023 | PUMP<>SLURRY <>INDURE <>D85<>OIL GUAGE GLASS
112 | A115070020020024 | PUMP<>SLURRY <>INDURE <>D85<>OIL SEAL
113 | A115070020020030 | PUMP<>SLURRY <>INDURE <>D85<>SHAFT WITH KEY
114 | A115070020020032 | PUMP<>SLURRY <>INDURE <>D85<>SPRING RETAINING RING
115 | A115070020020035 | PUMP<>SLURRY <>INDURE <>D85<>STUFFING BOX
116 | A115070020020039 | PUMP<>SLURRY <>INDURE <>D85<>SUCTION BELL
117 | A115070020020041 | PUMP<>SLURRY <>INDURE <>D85<>SUCTION LINER
118 | A115070020020042 | PUMP<>SLURRY <>INDURE <>D85<>SUCTION SLEEVE
119 | A115070020020045 | PUMP<>SLURRY <>INDURE <>D85<>THRUST COLLAR
120 | A115070020020046 | PUMP<>SLURRY <>INDURE <>D85<>BELL ENGINE SIDE
121 | A115070020020047 | PUMP<>SLURRY <>INDURE <>D85<>BELL LINER ENGINE SIDE
122 | A115070020020050 | PUMP<>SLURRY <>INDURE <>D85<>SHELL

## 30
COMPLETE JOURNAL ASSEMBLIES OF XRP-1043 COAL MILL FOR 500 MW
APPROVED VENDORS:
1) BHARAT HEAVY ELECTRICALS LTD. (VID:50226)
2) GE POWER INDIA LTD. (VID : 50089)
3) KAPPATI BOWL MILLS PVT. LTD. (VID : 54888)
SN | ITEM CODE | ITEM DESCRIPTION
1 | A043070060030064 | BOILER<>COAL MILL<>BHEL XRP 1043<>JOURNAL ASSY<>COMPLETE JOURNAL ASSY WITHOUT GRINDING ROLL
2 | A043070060030004 | BOILER<>COAL MILL<>BHEL XRP 1043<>JOURNAL ASSY<>JOURNAL ASSY

## 31
TURBINE SPARES 250MW & 500MW UNITS
APPROVED VENDORS :
1) BHARAT HEAVY ELECTRICALS LTD. (VID:50226)
2) SIEMENS LTD. (VID : 52913)
3) GE POWER INDIA LTD. (VID : 50089) FOR 306 ITEMS ONLY (Sr. No. 6-311)
4) L&T MHPS TURBINE GENERATORS PVT. LTD. (VID : 53977) FOR 306 ITEMS ONLY (Sr. No. 6-311)
SN | ITEM CODE | ITEM DESCRIPTION
1 | A093260060010016 | TURBINE STEAM <> 250 MW-LPT <> MOVING BLADE <> MB<>CLAMPING PIECE 01030746000 00 012
2 | A093260060010017 | TURBINE STEAM <> 250 MW-LPT <> MOVING BLADE <> MB<>CLAMPING PIECE 01030746000 00 013
3 | A093590010010013 | TURBINE STEAM<>500 MW-LPT<>BLADE<> MOVING<>CLAMPING PIECE P.N.007
4 | A093590010010014 | TURBINE STEAM<>500 MW-LPT<>BLADE <>MOVING<>CLAMPING PIECE P.N.008
5 | A093590010010022 | TURBINE STEAM<>500 MW-LPT<>BLADE <>MOVING<>CLAMPING PIECE 01030741000 12
6 | A088010010050002 | TURBO GEN<>BHEL THDF-115 / 58 500 MW<>EXCITER<>MECHANICAL SPARES<>COUPLING BOLT DRG 1143090100400002
7 | A088010010050003 | TURBO GEN<>BHEL THDF-115 / 58 500 MW<>EXCITER<>MECHANICAL SPARES<>COUPLING NUT M30 DRG 1143090100400006
8 | A088010010050004 | TURBO GEN<>BHEL THDF-115 / 58 500 MW<>EXCITER<>MECHANICAL SPARES<>FITTING BUSH DRG 1143090100400003
9 | A088010020060003 | TURBO GEN<>BHEL THDF-115 / 58 500 MW<>GENERATOR<>SEAL OIL SYS<>HP HOSE DRG 0139170100000001
10 | A088010020060004 | TURBO GEN<>BHEL THDF-115 / 58 500 MW<>GENERATOR<>SEAL OIL SYS<>HP HOSE DRG 0139170100100001
11 | A088140010010029 | TURBO GEN<>BHEL THRI-108 / 44, 250 MW<>GENERATOR<>SHAFT SEAL ASSY TE DRG MSPGCL 40101000<>SEAL RING (MACHINING) 0139340101000002
12 | A088140010020018 | TURBO GEN<>BHEL THRI-108 / 44, 250 MW<>GENERATOR<>SHAFT SEAL ASSY EE DRG 0139340101001<>O-RING TO SPEC TG60158 32X3 0139340101001009
13 | A088140010020028 | TURBO GEN<>BHEL THRI-108 / 44, 250 MW<>GENERATOR<>SHAFT SEAL ASSY EE DRG 0139340101001<>SEAL ELEMENT 0139340101001018
14 | A088140010020029 | TURBO GEN<>BHEL THRI-108 / 44, 250 MW<>GENERATOR<>SHAFT SEAL ASSY EE DRG 0139340101001<>SEAL RING (MACHINING) 0139340101001002
15 | A088140010050001 | TURBO GEN<>BHEL THRI-108 / 44, 250 MW<>GENERATOR<>END SHIELD ASSY<>O-RING 115X4 PN 0139370100500087
16 | A088140010050002 | TURBO GEN<>BHEL THRI-108 / 44, 250 MW<>GENERATOR<>END SHIELD ASSY<>O-RING 170X4 PN 0139370100500052
17 | A088140010050003 | TURBO GEN<>BHEL THRI-108 / 44, 250 MW<>GENERATOR<>END SHIELD ASSY<>O-RING 90X3.55 PN 0139370100500082
18 | A088140010110007 | TURBO GEN<>BHEL THRI-108 / 44, 250 MW<>GENERATOR<>SPARES<>GASKET 0139370100500014
19 | A088140010110008 | TURBO GEN<>BHEL THRI-108 / 44, 250 MW<>GENERATOR<>SPARES<>GASKET 0139370100500015
20 | A088140010110009 | TURBO GEN<>BHEL THRI-108 / 44, 250 MW<>GENERATOR<>SPARES<>GASKET 0139370100500077
21 | A088140010110012 | TURBO GEN<>BHEL THRI-108 / 44, 250 MW<>GENERATOR<>SPARES<>HOSE SPEC.TG60552 1139180100600001
22 | A088140010110013 | TURBO GEN<>BHEL THRI-108 / 44, 250 MW<>GENERATOR<>SPARES<>HP-HOSE 1142140100400001
23 | A088140010110014 | TURBO GEN<>BHEL THRI-108 / 44, 250 MW<>GENERATOR<>SPARES<>INSULATING RING 0139120106800003
24 | A088140010110015 | TURBO GEN<>BHEL THRI-108 / 44, 250 MW<>GENERATOR<>SPARES<>INSULATING RING 0139120106800004
25 | A088140010110017 | TURBO GEN<>BHEL THRI-108 / 44, 250 MW<>GENERATOR<>SPARES<>INSULATING SHEET 0139370100500012
26 | A088140010110018 | TURBO GEN<>BHEL THRI-108 / 44, 250 MW<>GENERATOR<>SPARES<>INSULATING SLEEVE 0139120106800010
27 | A088140010110049 | TURBO GEN<>BHEL THRI-108 / 44, 250 MW<>GENERATOR<>SPARES<>SEALING WASHER 0139370100500023
28 | A088140010110051 | TURBO GEN<>BHEL THRI-108 / 44, 250 MW<>GENERATOR<>SPARES<>SEALING WASHER 0139370100500043
29 | A088140010110056 | TURBO GEN<>BHEL THRI-108 / 44, 250 MW<>GENERATOR<>SPARES<>VITON PROFILE 7.5X9, L=2060 0139120106800005
30 | A088140010110057 | TURBO GEN<>BHEL THRI-108 / 44, 250 MW<>GENERATOR<>SPARES<>WASHER 0136060103300014
31 | A088140010110061 | TURBO GEN<>BHEL THRI-108 / 44, 250 MW<>GENERATOR<>SPARES<>WASHER LOCK WITH LUG-ST 0139370100500034
32 | A088140010110079 | TURBO GEN<>BHEL THRI-108 / 44, 250 MW<>GENERATOR<>SPARES<>INSULATING WASHER 11391201032 ITEM NO 4
33 | A088140010110080 | TURBO GEN<>BHEL THRI-108 / 44, 250 MW<>GENERATOR<>SPARES<>BUSH 11391201032 ITEM NO 5
34 | A088140010110099 | TURBO GEN<>BHEL THRI-108 / 44, 250 MW<>GENERATOR<>SPARES<>BUSH L=18 OD=17 ID=12.2 1391201012-0-14
35 | A088140010110104 | TURBO GEN<>BHEL THRI-108 / 44, 250 MW<>GENERATOR<>SPARES<>DOUBLE TAP WASHER 1391201146-0-28
36 | A088140010110110 | TURBO GEN<>BHEL THRI-108 / 44, 250 MW<>GENERATOR<>SPARES<>GASKET 1391201146-0-41
37 | A088140010110111 | TURBO GEN<>BHEL THRI-108 / 44, 250 MW<>GENERATOR<>SPARES<>GASKET 1391201146-0-60
38 | A088140010110120 | TURBO GEN<>BHEL THRI-108 / 44, 250 MW<>GENERATOR<>SPARES<>INSULATING GASKET 1391201012-0-8
39 | A088140010110123 | TURBO GEN<>BHEL THRI-108 / 44, 250 MW<>GENERATOR<>SPARES<>INSULATING PART 1393401010-1-15
40 | A088140010110124 | TURBO GEN<>BHEL THRI-108 / 44, 250 MW<>GENERATOR<>SPARES<>INSULATING PART 1393401010-1-25
41 | A088140010110129 | TURBO GEN<>BHEL THRI-108 / 44, 250 MW<>GENERATOR<>SPARES<>INSULATING RING 1393401010-0-5
42 | A088140010110131 | TURBO GEN<>BHEL THRI-108 / 44, 250 MW<>GENERATOR<>SPARES<>INSULATING RING 1393401010-1-6
43 | A088140010110134 | TURBO GEN<>BHEL THRI-108 / 44, 250 MW<>GENERATOR<>SPARES<>INSULATING SLEEVE 1393401010-1-13
44 | A088140010110135 | TURBO GEN<>BHEL THRI-108 / 44, 250 MW<>GENERATOR<>SPARES<>INSULATING SLEEVE 1393401010-1-14
45 | A088140010110136 | TURBO GEN<>BHEL THRI-108 / 44, 250 MW<>GENERATOR<>SPARES<>INSULATING SLEEVE 1393401010-1-17
46 | A088140010110144 | TURBO GEN<>BHEL THRI-108 / 44, 250 MW<>GENERATOR<>SPARES<>INSULATING WASHER 1391201012-0-31
47 | A088140010110145 | TURBO GEN<>BHEL THRI-108 / 44, 250 MW<>GENERATOR<>SPARES<>INSULATING WASHER 1391201068-0-14
48 | A088140010110150 | TURBO GEN<>BHEL THRI-108 / 44, 250 MW<>GENERATOR<>SPARES<>LOCK WASHER 1393401010-1-16
49 | A088140010110151 | TURBO GEN<>BHEL THRI-108 / 44, 250 MW<>GENERATOR<>SPARES<>LOCK WASHER 1393401010-1-27
50 | A088140010110154 | TURBO GEN<>BHEL THRI-108 / 44, 250 MW<>GENERATOR<>SPARES<>O RING 170 X 4 1391201146-0-48
51 | A088140010110155 | TURBO GEN<>BHEL THRI-108 / 44, 250 MW<>GENERATOR<>SPARES<>O RING 25 X 2.65 TO 1391201146-0-47
52 | A088140010110160 | TURBO GEN<>BHEL THRI-108 / 44, 250 MW<>GENERATOR<>SPARES<>O RING 80 X 3.55 1391201146-0-49
53 | A088140010110167 | TURBO GEN<>BHEL THRI-108 / 44, 250 MW<>GENERATOR<>SPARES<>PROFILE L=2100 1393401010-1-7
54 | A088140010110169 | TURBO GEN<>BHEL THRI-108 / 44, 250 MW<>GENERATOR<>SPARES<>PROFILE RUBBER 107-001 L440 1391201146-0-35
55 | A088140010110174 | TURBO GEN<>BHEL THRI-108 / 44, 250 MW<>GENERATOR<>SPARES<>RING 1393401010-1-8
56 | A088140010110180 | TURBO GEN<>BHEL THRI-108 / 44, 250 MW<>GENERATOR<>SPARES<>SCRW SET SOC CP A 45H 1430901025-0-10
57 | A088140010110187 | TURBO GEN<>BHEL THRI-108 / 44, 250 MW<>GENERATOR<>SPARES<>SEALING STRIP 8X2, L=365 11421401005-0-2
58 | A088140010110201 | TURBO GEN<>BHEL THRI-108 / 44, 250 MW<>GENERATOR<>SPARES<>WASHER LOCK WITH LUG-ST 1390701014-0-9
59 | A093040010010013 | TURBINE STEAM<>250 MW-GOV<>LUB OIL SYS<>SHAFT DRIVEN MOP<>GEAR COUPLING
60 | A093040010010109 | TURBINE STEAM<>250 MW-GOV<>LUB OIL SYS<>SHAFT DRIVEN MOP<>INJECTOR SUCTION DRG NO 01190450002
61 | A093040030010034 | TURBINE STEAM<>250 MW-GOV<>ELECTRO HYD<>CONVERTOR (GOV)<>PILOT VALVE
62 | A093040030010045 | TURBINE STEAM<>250 MW-GOV<>ELECTRO HYD<>CONVERTOR (GOV)<>REMOTE POSITION TRANSMITTER
63 | A093040030010070 | TURBINE STEAM<>250 MW-GOV<>ELECTRO HYD<>CONVERTOR (GOV)<>MOVING COIL BHEL CODE 01142205000 00 65
64 | A093270010020001 | TURBINE STEAM<>250 MW-HPT<>CASING<>OUTER<>BREECH NUT
65 | A093310080020004 | TURBINE STEAM<>500 MW CSTPS U 7-IPT<> SERVOMOTOR<>PRE-CONTROL VALVE<>O-RING 11.2 X 1.8 DRG 011402051000 PN 077
66 | A093310080020005 | TURBINE STEAM<>500 MW CSTPS U 7-IPT<> SERVOMOTOR<>PRE-CONTROL VALVE<>O-RING 13.2 X 1.8 DRG 011402051000 MFG NO PN 0076
67 | A093510010020001 | TURBINE STEAM<>500 MW-GOV<>LUB OIL SYS<>MAIN OIL PUMP<>FRONT BEARING D72 MFG ITEM NO. 48
68 | A093510010020002 | TURBINE STEAM<>500 MW-GOV<>LUB OIL SYS<>MAIN OIL PUMP<>REAR BEARING D75 MFG ITEM NO. 48
69 | A093510010020005 | TURBINE STEAM<>500 MW-GOV<>LUB OIL SYS<>MAIN OIL PUMP<>FRONT BEARING DIA 71.5
70 | A093510010020006 | TURBINE STEAM<>500 MW-GOV<>LUB OIL SYS<>MAIN OIL PUMP<>REAR BEARING DIA 74.5X45.05 MM
71 | A093510010020012 | TURBINE STEAM<>500 MW-GOV<>LUB OIL SYS<>MAIN OIL PUMP<>O-RING-13.2X1.85
72 | A093510010020013 | TURBINE STEAM<>500 MW-GOV<>LUB OIL SYS<>MAIN OIL PUMP<>O-RING-16X2.65
73 | A093510010020014 | TURBINE STEAM<>500 MW-GOV<>LUB OIL SYS<>MAIN OIL PUMP<>O-RING-18X2.65
74 | A093510010020015 | TURBINE STEAM<>500 MW-GOV<>LUB OIL SYS<>MAIN OIL PUMP<>O-RING-25X2.65
75 | A093510010020016 | TURBINE STEAM<>500 MW-GOV<>LUB OIL SYS<>MAIN OIL PUMP<>O-RING-63X3.55
76 | A093530020030008 | TURBINE STEAM<>500 MW KWU<>TURBINE<>OIL PUMP<>GEAR COUPLING PN 0116050500000008
77 | A093530020030035 | TURBINE STEAM<>500 MW KWU<>TURBINE<>OIL PUMP<>RING DIA 106 PN 0116050500000029
78 | A093530020030036 | TURBINE STEAM<>500 MW KWU<>TURBINE<>OIL PUMP<>RING DIA 170 PN 0116050500000031
79 | A093530020030039 | TURBINE STEAM<>500 MW KWU<>TURBINE<>OIL PUMP<>GOVERNER IMPELLER PN 011605050000051
80 | A093530020030046 | TURBINE STEAM<>500 MW KWU<>TURBINE<>OIL PUMP<>RING PN 011605050000052
81 | A093530020030047 | TURBINE STEAM<>500 MW KWU<>TURBINE<>OIL PUMP<>GRUB SCREW IS: 6094-71 MAT G M 5X16 PN 0116050500020
82 | A093530020030048 | TURBINE STEAM<>500 MW KWU<>TURBINE<>OIL PUMP<>KEY PL RND END 14X9X63 PN 0116050500014
83 | A093530020030049 | TURBINE STEAM<>500 MW KWU<>TURBINE<>OIL PUMP<>KEY PL RND END 8X7X45 PN 0116050500016
84 | A093530020030050 | TURBINE STEAM<>500 MW KWU<>TURBINE<>OIL PUMP<>NUT M 30X1.5 PN 0116050500009
85 | A093530020030051 | TURBINE STEAM<>500 MW KWU<>TURBINE<>OIL PUMP<>PIN CYL BVL END PN 0116050500017
86 | A093530020030052 | TURBINE STEAM<>500 MW KWU<>TURBINE<>OIL PUMP<>PIN CYL BVL END PN 0116050500018
87 | A093530020030053 | TURBINE STEAM<>500 MW KWU<>TURBINE<>OIL PUMP<>SCREW GRUB SLOTTED PN 0116050500019
88 | A093530020130017 | TURBINE STEAM<>500 MW KWU<> TURBINE <>HP CASING ASSY<>PIN CYL A25H8X55 ASSY DRG 01050109000 28
89 | A093530020130026 | TURBINE STEAM<>500 MW KWU<>TURBINE<>HP CASING ASSY<>U SEALING RING ASSY DRG 01050109000 3
90 | A093530020130034 | TURBINE STEAM<>500 MW KWU<> TURBINE<> HP CASING ASSY<>HOLDING RING DRG 010501090000020
91 | A093530020130037 | TURBINE STEAM <>500 MW KWU<>TURBINE<>HP CASING ASSY<>PIN CYL-6H8X41.2 DRG 010501090000014
92 | A093530020130038 | TURBINE STEAM<>500 MW KWU<> TURBINE<> HP CASING ASSY<>PIN DRG 010501090000018
93 | A093530020130039 | TURBINE STEAM<>500 MW KWU<> TURBINE<>HP CASING ASSY<>PIN DRG 010501090000032
94 | A093530020130040 | TURBINE STEAM<>500 MW KWU<>TURBINE<> HP CASING ASSY<> SCRU CSK. SOC. IS:6761 MAT.8.8 DRG 010501090000035
95 | A093530020130041 | TURBINE STEAM<>500 MW KWU<> TURBINE<>HP CASING ASSY <>SCRU SET SOC FP-45H DRG 010501090000015
96 | A093530020130042 | TURBINE STEAM<>500 MW KWU<>TURBINE<> HP CASING ASSY<> STUD BOLT-L=1000 DRG 010501090000048
97 | A093530020130043 | TURBINE STEAM<>500 MW KWU <>TURBINE<> HP CASING ASSY<>STUD BOLT-L=1070 DRG 010501090000049
98 | A093530020130044 | TURBINE STEAM<>500 MW KWU<>TURBINE<> HP CASING ASSY<>STUD BOLT-L=1125 DRG 010501090000050
99 | A093530020130045 | TURBINE STEAM<>500 MW KWU<>TURBINE<> HP CASING ASSY<>STUD BOLT-L=1170 DRG 010501090000051
100 | A093530020130046 | TURBINE STEAM<>500 MW KWU<> TURBINE<> HP CASING ASSY<>STUD BOLT-L=785 DRG 010501090000046
101 | A093530020130047 | TURBINE STEAM<>500 MW KWU<> TURBINE<> HP CASING ASSY<>STUD BOLT -L=905 DRG 010501090000047
102 | A093530020130052 | TURBINE STEAM<>500 MW KWU<> TURBINE<>HP CASING ASSY<> STUD-BM80X6X330-25X281 DRG 010501090000037
103 | A093530020130054 | TURBINE STEAM<>500 MW KWU<> TURBINE<> HP CASING ASSY<> THREADED RING DRG 010501090000011
104 | A093530020130060 | TURBINE STEAM<>500 MW KWU<>TURBINE<>HP CASING ASSY<>U-SEALING RING DRG 01050109000007
105 | A093530020130061 | TURBINE STEAM<>500 MW KWU<>TURBINE<>HP CASING ASSY<> STUD BOLT-L=610 DRG 010501090000045
106 | A093530020130066 | TURBINE STEAM<>500 MW KWU<>TURBINE<>HP CASING ASSY<>SEALING RING (IN SIX PARTS) ASSY DRG 1050509000 11
107 | A093530020150019 | TURBINE STEAM<>500 MW KWU<>TURBINE<>HP SHAFT GLAND SEAL FRONT<>SEALING RING (IN 8 PARTS) ASSY DRG 01050509000001
108 | A093530020210002 | TURBINE STEAM<>500 MW KWU<> TURBINE<>SERVOMOTOR FOR NRV ON CRH LINE<>COMPACT SEALING RING 1541 ASSY DRG 0132350500017
109 | A093530020210005 | TURBINE STEAM<>500 MWKWU<> TURBINE<> SERVOMOTOR FOR NRV ON CRH LINE<> O-RING 135X4 ASSY DRG 0132350500020
110 | A093530020210006 | TURBINE STEAM<>500 MW KWU<>TURBINE<>SERVOMOTOR FOR NRV ON CRH LINE<>O-RING 30X2.65 ASSY DRG 0132350500016
111 | A093530020210007 | TURBINE STEAM<>500 MW KWU<> TURBINE<>SERVOMOTOR FOR NRV ON CRH LINE<>O-RING 35.5X4 ASSY DRG 0132350500019
112 | A093530020210008 | TURBINE STEAM<>500 MW KWU<> TURBINE<>SERVOMOTOR FOR NRV ON CRH LINE<>O-RING 53X3.55 ASSY DRG 0132350500021
113 | A093530020210014 | TURBINE STEAM<>500 MW KWU<>TURBINE<>SERVOMOTOR FOR NRV ON CRH LINE<>SEALING RING A21X28 ASSY DRG 0132350500024
114 | A093530020210015 | TURBINE STEAM<>500 MW KWU<> TURBINE<>SERVOMOTOR FOR NRV ON CRH LINE<>SEALING RING A27X32 ASSY DRG 0132350500030
115 | A093530020210021 | TURBINE STEAM<>500 MW KWU<>TURBINE<>SERVOMOTOR FOR NRV ON CRH LINE<>COUPLING DRG 0132350500005
116 | A093530020210022 | TURBINE STEAM<>500 MW KWU<>TURBINE <>SERVOMOTOR FOR NRV ON CRH LINE<> COUPLING DRG 0132350500029
117 | A093530020230003 | TURBINE STEAM<>500 MW KWU<>TURBINE<>STRAINER<>PACKING RING DRG 11315086000003
118 | A093530020230004 | TURBINE STEAM<>500 MW KWU<>TURBINE<>STRAINER<>PACKING RING DRG 11315185000003
119 | A093530020230005 | TURBINE STEAM<>500 MW KWU<>TURBINE<>STRAINER<> STEAM STAINER FOR MS PN:11314376000000
120 | A093530020230006 | TURBINE STEAM<>500 MW KWU <>TURBINE <>STRAINER<> STEAM STAINER FOR HRH PN:11314476000000
121 | A093530020250008 | TURBINE STEAM<>500 MW KWU<>TURBINE<>NRV ON CRH LINE<>PACKING (GRAFOIL)
122 | A093530020300005 | TURBINE STEAM<>500 MW KWU<>TURBINE<>IP ROTOR<>HIGH DENSITY BALANCING WEIGHT OF IPT
123 | A093530020310002 | TURBINE STEAM<>500 MW KWU<>TURBINE<>LP ROTOR<>HIGH DENSITY BALANCING WEIGHT OF LPT
124 | A093530060010004 | TURBINE STEAM<>500 MW KWU<>ESV <> SERVOMOTOR<>AUTOMATIC GROOVE RING SET 70x90 ASSY DRG 0114012700030
125 | A093530060010011 | TURBINE STEAM<>500 MW KWU<>ESV<> SERVOMOTOR<>O - RING 25x2.65 ASSY DRG 0114012700047
126 | A093530060010012 | TURBINE STEAM<>500 MW KWU<>ESV<> SERVOMOTOR<>O - RING 53x3.55 ASSY DRG 0114012700029
127 | A093530060010013 | TURBINE STEAM<>500 MW KWU<>ESV<> SERVOMOTOR<>O-RING 785X8 ASSY DRG 0114012700028
128 | A093530060010017 | TURBINE STEAM<>500 MW KWU<> ESV<>SERVOMOTOR<> SEALING RING 210X230X10ASSY DRG 0114012700043
129 | A093530060010022 | TURBINE STEAM<>500 MWKWU<>ESV<> SERVOMOTOR<> LOCKING SEGMENT ASSY DRG 0114012700031
130 | A093530060010023 | TURBINE STEAM<>500 MWKWU <>ESV<> SERVOMOTOR<> ORIFICE ASSY DRG 0114012700045
131 | A093530060010024 | TURBINE STEAM<>500 MW KWU<>ESV<> SERVOMOTOR<> SEALING RING ASSY DRG 01140127000 40
132 | A093550010050028 | TURBINE STEAM<>250 MW-BRG<>BRG<>JOUR & THRUST D315X290<>THRUST BEARING PAD 0117031800000003
133 | A093550010050029 | TURBINE STEAM<>250 MW-BRG<>BRG<>JOUR & THRUST D315X290<>THRUST BEARING PAD 117031800000005
134 | A093550010050030 | TURBINE STEAM<>250 MW-BRG<>BRG<>JOUR & THRUST D315X290<>THRUST BRG PAD 0117031800000004
135 | A093550010050031 | TURBINE STEAM<>250 MW-BRG<>BRG<>JOUR & THRUST D315X290<>THRUST BRG PAD 117031800000002
136 | A093550020010001 | TURBINE STEAM<>250 MW-BRG<>ARRANGEMENT<>HP / IP BRG PEDESTAL<>COLLAR NUT M56X10 0117232400000053
137 | A093550020010002 | TURBINE STEAM<>250 MW-BRG<>ARRANGEMENT<>HP / IP BRG PEDESTAL<>COUPLING BOLT M56X60X270 0117232400000051
138 | A093550020020001 | TURBINE STEAM<>250 MW-BRG<>ARRANGEMENT<>LP / GEN BRG PEDESTAL<>CAP NUT 0118334600000002
139 | A093550020020002 | TURBINE STEAM<>250 MW-BRG<>ARRANGEMENT<>LP / GEN BRG PEDESTAL<>COUPLING BOLT M 64 0118334600000003
140 | A093550020030001 | TURBINE STEAM<>250 MW-BRG<>ARRANGEMENT<>IP / LP BRG PEDESTAL<>CAP NUT 0118314600000017
141 | A093550020030002 | TURBINE STEAM<>250 MW-BRG<>ARRANGEMENT<>IP / LP BRG PEDESTAL<>COUPLING BOLT 0118314600000016
142 | A093560010010003 | TURBINE STEAM<>500 MW-BRG<>BRG<>JOURNAL<>FITTED KEY DRG ASSY NO 11814020000036
143 | A093560010010005 | TURBINE STEAM<>500 MW-BRG<>BRG<>JOURNAL<>FITTED KEY DRG ASSY NO 11814020000037
144 | A093560010010043 | TURBINE STEAM<>500 MW-BRG<>BRG<>JOURNAL<>FITTED KEY DRG ASSY NO 011604180000038
145 | A093560010010044 | TURBINE STEAM<>500 MW-BRG<>BRG<>JOURNAL<>FITTED KEY DRG ASSY NO 011604180000039
146 | A093560010010045 | TURBINE STEAM<>500 MW-BRG<>BRG<>JOURNAL<>FITTED KEY DRG ASSY NO 111818410000018
147 | A093560010010046 | TURBINE STEAM<>500 MW-BRG<>BRG<>JOURNAL<>FITTED KEY DRG ASSY NO 111818410000019
148 | A093560010010047 | TURBINE STEAM<>500 MW-BRG<>BRG<>JOURNAL<>FITTED KEY DRG ASSY NO 11703270000012
149 | A093560010030001 | TURBINE STEAM<>500 MW BRG<>BEARING<>HP HOSE<>DN 16x2500 DRG 011604-18000/04
150 | A093560010030002 | TURBINE STEAM<>500 MW BRG<>BEARING<>HP HOSE<>DN 16x2200 DRG 011703-27000/31
151 | A093560010030005 | TURBINE STEAM<>500 MW BRG<>BEARING<>HP HOSE<>DN 16x1800 DRG 011814-02000/49
152 | A093560010030006 | TURBINE STEAM<>500 MW BRG<>BEARING<>HP HOSE<>DN 16x2500 DRG 011814-02000/50
153 | A093560010030008 | TURBINE STEAM<>500 MW BRG<>BEARING<>HP HOSE<>BRG SHL ASLY TE DRG 0139180100000001
154 | A093560010030009 | TURBINE STEAM<>500 MW BRG<>BEARING<>HP HOSE<>EXTR BRG DRG 1142140100000001
155 | A093560010030011 | TURBINE STEAM<>500 MW-BRG<>BRG<>HP HOSE<>HP HOSE FOR BRG 3 DRG 11181841000 / 26
156 | A093560010030012 | TURBINE STEAM<>500 MW-BRG<>BRG<>HP HOSE<>HP HOSE FOR BRG 3 DRG 11181841000 / 27
157 | A093560040010023 | TURBINE STEAM<>500 MW-BRG<>PEDESTAL ASSY HP IP<>ARRANG PEDESTAL BRG 2<>SLIDING PLATE DRG 0117232700000015
158 | A093560040010024 | TURBINE STEAM<>500 MW-BRG<>PEDESTAL ASSY HP IP<>ARRANG PEDESTAL BRG 2<>SLIDING PLATE DRG 0117232700000035
159 | A093560040010025 | TURBINE STEAM<>500 MW-BRG<>PEDESTAL ASSY HP IP<>ARRANG PEDESTAL BRG 2<>SLIDING PLATE DRG 0117232700000044
160 | A093560050010006 | TURBINE STEAM<>500 MW-BRG<>PEDESTAL ASSY IP LP<>ARRANG<>SLIDING PIECE DRG 0118314100000034
161 | A093560050010007 | TURBINE STEAM<>500 MW-BRG<>PEDESTAL ASSY IP LP<>ARRANG<>SLIDING PLATE DRG 0118314100000005
162 | A093570020030001 | TURBINE STEAM<>500 MW-HPT<>CV<>PILOT VALVE<>ADJUSTING SCREW ASSY DRG 0114020510021
163 | A093570020030002 | TURBINE STEAM<>500 MW-HPT<>CV<>PILOT VALVE<> ADJUSTING SCREW ASSY DRG 0114020510025
164 | A093570020030004 | TURBINE STEAM<>500 MW-HPT<>CV<> PILOT VALVE<>COMPRESSION SPRING ASSY DRG 01140205100
165 | A093570020030021 | TURBINE STEAM<>500 MW-HPT<>CV<> PILOT VALVE<>O RING 50x3.55 ASSY DRG 0114040510084
166 | A093570020030022 | TURBINE STEAM<>500 MW-HPT<>CV<> PILOT VALVE<>O - RING 51.5x30.55 ASSY DRG 0114040510081
167 | A093570020030023 | TURBINE STEAM<>500 MW-HPT<>CV<> PILOT VALVE<>O - RING 60x5.33 ASSY DRG 0114040510085
168 | A093570020030026 | TURBINE STEAM<>500 MW-HPT<>CV<> PILOT VALVE<>O -RING 92.5x50.3 ASSY DRG 0114040510086
169 | A093570020030054 | TURBINE STEAM<>500 MW-HPT<>CV<>PILOT VALVE<>O-RING 67X3.55 0114020510083
170 | A093570020030059 | TURBINE STEAM<>500 MW-HPT<>CV<>PILOT VALVE<> O-RING DRG NO:0114020510082
171 | A093570020030060 | TURBINE STEAM<>500 MW-HPT<>CV<>PILOT VALVE<>O-RING DRG NO:0114020510075
172 | A093570020030063 | TURBINE STEAM<>500 MW-HPT<> CV<>PILOT VALVE<>O-RING 18X3.55 DRG NO:0114020510078
173 | A093570020030064 | TURBINE STEAM<>500 MW-HPT<>CV<>PILOT VALVE<> OMEGAT-SEALING RING ASSY DRG 0114020510073
174 | A093570020030065 | TURBINE STEAM<>500 MW-HPT<>CV<>PILOT VALVE<>OMEGAT- SEALING RING ASSY DRG 0114020510074
175 | A093570020030068 | TURBINE STEAM <>500 MW-HPT<>CV<>PILOT VALVE<> SPRING SUPPORT 0114020510000017
176 | A093570020030069 | TURBINE STEAM <>500 MW-HPT<>CV<>PILOT VALVE<> SPRING SUPPORT 0114020510000018
177 | A093570020030070 | TURBINE STEAM<>500 MW-HPT<>CV<> PILOT VALVE<>ORIFICE DRG NO:0114020510039
178 | A093570020030071 | TURBINE STEAM<>500 MW-HPT<>CV<>PILOT VALVE<> O-RING DRG NO:0114020510070
179 | A093570020030072 | TURBINE STEAM<>500 MW-HPT<>CV<>PILOT VALVE<>O-RING DRG NO:0114020510080
180 | A093570020030073 | TURBINE STEAM<>500 MW-HPT<>CV <>PILOT VALVE<>O-RING DRG NO:0114020510087
181 | A093570020040002 | TURBINE STEAM<> 500MW -HPT<>CV<> SERVOMOTOR<> AUTOMATIC GASKET SET1170 ASSY DRG 01140241000102
182 | A093570020040003 | TURBINE STEAM<>500MW-HPT<>CV<> SERVOMOTOR<>AUTOMATIC GASKET SET1170 ASSY DRG 01140241000104
183 | A093570020040010 | TURBINE STEAM<>500MW-HPT<>CV<> SERVOMOTOR<>COMPACT SEALING RING 1541 ASSY DRG 01140241000103
184 | A093570020040029 | TURBINE STEAM<>500 MW-HPT<>CV<> SERVOMOTOR<>O-RING 100X5.3 ASSY DRG 0114024100093
185 | A093570020040030 | TURBINE STEAM<>500MW-HPT<>CV<> SERVOMOTOR<>O-RING 140X5.3 ASSY DRG 0114024100095
186 | A093570020040031 | TURBINE STEAM<>500MW-HPT<>CV<> SERVOMOTOR<>O-RING 170X5.3 ASSY DRG 0114024100096
187 | A093570020040032 | TURBINE STEAM<>500MW-HPT<>CV<> SERVOMOTOR<>O-RING 190X5.3 ASSY DRG 0114024100097
188 | A093570020040033 | TURBINE STEAM<>500MW-HPT <>CV<> SERVOMOTOR<>O-RING 36.5X20.65 ASSY DRG 01140241000107
189 | A093570020040034 | TURBINE STEAM<>500MW-HPT<>CV<> SERVOMOTOR<>O-RING 42.5X30.55 ASSY DRG 0114024100098
190 | A093570020040035 | TURBINE STEAM<>500MW-HPT<>CV<> SERVOMOTOR<>O-RING 430X5.3 ASSY DRG 0114024100094
191 | A093570020040040 | TURBINE STEAM<>500MW-HPT<>CV<> SERVOMOTOR<>PISTON RING ASSY DRG 0114024100087
192 | A093570020040055 | TURBINE STEAM<> 500MW- HPT <>CV<> SERVOMOTOR<>O-RING 80X3.55 ASSY DRG 0114024100099
193 | A093570020040056 | TURBINE STEAM<>500MW-HPT<> CV<> SERVOMOTOR<>O-RING 30X2.65 ASSY DRG 01140241000100
194 | A093570020040057 | TURBINE STEAM<>500MW-HPT<>CV<> SERVOMOTOR <>O-RING 90X3.55 ASSY DRG 01140241000101
195 | A093570020040058 | TURBINE STEAM<>500 MW-HPT<>CV<> SERVOMOTOR<>SEALING RING A18X22 ASSY DRG 01140241000109
196 | A093570020040059 | TURBINE STEAM<> 500MW-HPT<>CV<> SERVOMOTOR<> SEALING RING ASSY DRG 011402058000335
197 | A093570020040060 | TURBINE STEAM<> 500MW -HPT<>CV<> SERVOMOTOR<> SEALING RING ASSY DRG 011402058000336
198 | A093570020040061 | TURBINE STEAM<> 500MW-HPT<>CV<> SERVOMOTOR<> SEALING RING ASSY DRG 011402058000337
199 | A093570020040062 | TURBINE STEAM<> 500MW-HPT<>CV<> SERVOMOTOR<> SEALING RING ASSY DRG 011402058000338
200 | A093570020040063 | TURBINE STEAM<> 500MW-HPT<>CV<> SERVOMOTOR<> SEALING RING ASSY DRG 011402058000339
201 | A093570020040064 | TURBINE STEAM<> 500MW-HPT<>CV<> SERVOMOTOR<> SEALING RING ASSY DRG 011402058000341
202 | A093570020040065 | TURBINE STEAM<> 500 MW-HPT<>CV<> SERVOMOTOR<>O-RING ASSY DRG 0114020560031
203 | A093570020040066 | TURBINE STEAM<>500 MW-HPT <>CV<> SERVOMOTOR<>O-RING ASSY DRG 0114020560032
204 | A093570020040067 | TURBINE STEAM<>500 MW-HPT<>CV<> SERVOMOTOR<>SEALING RING ASSY DRG 0114020560035
205 | A093570020040068 | TURBINE STEAM<>500 MW-HPT <>CV<> SERVOMOTOR<> THRUST BALL BEARING ASSY DRG 0114020560033
206 | A093570020050015 | TURBINE STEAM<> 500 MW-HPT<> CV<> SPARE<> SEALING RING ASSY DRG 01122305000 14 ITEM NO: 0-11223-05000-00-014
207 | A093570020050016 | TURBINE STEAM<> 500 MW-HPT<> CV<> SPARE<> SEALING RING ASSY DRG 01122305000 15 ITEM NO: 0-11223-05000-00-015
208 | A093570020050017 | TURBINE STEAM<> 500 MW-HPT<> CV<> SPARE<> SEALING RING ASSY DRG 01122305000 7 ITEM NO: 0-11223-05000-00-007 DIMENSIONS AS APPLICABLE FOR SPARE SUPPLY
209 | A093570020050028 | TURBINE STEAM<> 500 MW-HPT<> CV<> SPARE<> SEALING RING ASSY DRG 0112020500000019 ITEM NO: 0-11202-05000-00-019 DIMENSIONS AS APPLICABLE FOR SPARE SUPPLY
210 | A093570020050035 | TURBINE STEAM<>500 MW- HPT<> CV<> SPARE<> THREADED RING ASSY DRG 011202050000017 ITEM NO: 0-11202-05000-00-017
211 | A093570020050036 | TURBINE STEAM<> 500 MW-HPT<> CV<> SPARE<> SEALING RING A60X80 ASSY DRG 011202050000025 ITEM NO: 0-11202-05000-00-025
212 | A093570020050037 | TURBINE STEAM<>500 MW-HPT<> CV<> SPARE<> SEALING RING B60X80 ASSY DRG 011202050000026 ITEM NO: 0-11202-05000-00-026
213 | A093570020050038 | TURBINE STEAM<> 500 MW-HPT<> CV<> SPARE<> SEALING RING 60.5 ASSY DRG 01122305000 9 ITEM NO: 0-11223-05000-00-009
214 | A093570020050040 | TURBINE STEAM<>500 MW-HPT<> CV<>SPARE <>CAP NUT ASSY DRG 011140241200103
215 | A093570020050041 | TURBINE STEAM<>500 MW-HPT<>CV<>SPARE <>CAP NUTASSY DRG 011140241200104
216 | A093570020050042 | TURBINE STEAM<>500 MW-HPT<>CV<>SPARE <>CASING ASSY DRG 011140241200101
217 | A093570020050043 | TURBINE STEAM<>500 MW-HPT<> CV<>SPARE <>COVER ASSY DRG 011140241200102
218 | A093570020050044 | TURBINE STEAM<>500 MW-HPT<> CV<>SPARE <>DISC ASSY DRG 011140241200105
219 | A093570020050045 | TURBINE STEAM<> 500 MW-HPT<>CV<>SPARE <>SEALING RING ASSY DRG 011402057000105
220 | A093570060010001 | TURBINE STEAM<>500 MW-HPT <>MODULE<> TURBINE MODULE<>HPT MODULE COMPLETE TYPE H30-100-2
221 | A093580010010009 | TURBINE STEAM<>500 MW-IPT<>IV<> SERVOMOTOR<>O - RING 785x8 ASSY DRG 0114032700029
222 | A093580010010018 | TURBINE STEAM<>500 MW-IPT<>IV<> SERVOMOTOR<>AUTO GROOVE RING SET D70X90 DRG 0114032700031
223 | A093580010010022 | TURBINE STEAM<>500 MW-IPT<>IV<> SERVOMOTOR<>O-RING DRG 0114032700030
224 | A093580020010008 | TURBINE STEAM<>500 MW-IPT<>CASING<> FASTNER & FIXING MTRL<>THREADED RING ASSY DRG 0106012750010
225 | A093580020010009 | TURBINE STEAM<>500 MW-IPT<>CASING<> FASTNER & FIXING MTRL<>THREADED RING ASSY DRG 0106012750012
226 | A093580020020016 | TURBINE STEAM<>500 MW-IPT<>CASING<>SPARES <>SPARES FOR REFURBISHMENT OF INNER CASING & ROTOR
227 | A093580050010001 | TURBINE STEAM<>500 MW-IPT<>CV<>PILOT VALVE<> ADJUSTING SCREW ASSY DRG 0114040510022
228 | A093580050010002 | TURBINE STEAM<>500 MW-IPT<>CV<>PILOT VALVE<> ADJUSTING SCREW ASSY DRG 0114040510026
229 | A093580050010016 | TURBINE STEAM<>500 MW-IPT<> CV<> PILOT VALVE<>OMEGAT SEALING RING ASSY DRG 0114040510073
230 | A093580050010017 | TURBINE STEAM<>500 MW-IPT<>CV<> PILOT VALVE<>OMEGAT SEALING RING ASSY DRG 0114040510074
231 | A093580050010018 | TURBINE STEAM<>500 MW-IPT<>CV<>PILOT VALVE<>O - RING 11x2.5 ASSY DRG 0114040510076
232 | A093580050010019 | TURBINE STEAM<>500 MW-IPT<>CV<> PILOT VALVE<>O -RING 20x3 ASSY DRG 0114040510082
233 | A093580050010020 | TURBINE STEAM<>500 MW-IPT<>CV<> PILOT VALVE<>O-RING 34x3 ASSY DRG 0114040510078
234 | A093580050010021 | TURBINE STEAM<>500 MW-IPT<>CV<>PILOT VALVE<>O - RING 50x3 ASSY DRG 0114040510081
235 | A093580050010022 | TURBINE STEAM<>500 MW-IPT<>CV<> PILOT VALVE<>O - RING 64x3 ASSY DRG 0114040510083
236 | A093580050010039 | TURBINE STEAM<>500 MW-IPT<>CV<>PILOT VALVE<> THRUST BALL BEARING ASSY DRG 0114040510086
237 | A093580050010059 | TURBINE STEAM<>500 MW-IPT<>CV<> PILOT VALVE<>ORIFICE ASSY DRG 0114040510040
238 | A093580050010060 | TURBINE STEAM<>500 MW-IPT<>CV<> PILOT VALVE<>O-RING ASSY DRG 01140405100
239 | A093580050010061 | TURBINE STEAM<>500 MW-IPT<>CV<> PILOT VALVE<> O-RING ASSY DRG 0114040510077
240 | A093580050010063 | TURBINE STEAM<>500 MW-IPT<>CV<>PILOT VALVE<>O-RING ASSY DRG 01140405100 80
241 | A093580050010064 | TURBINE STEAM<>500 MW-IPT<>CV<> PILOT VALVE<>O-RING ASSY DRG 0114040510084
242 | A093580050010065 | TURBINE STEAM<>500 MW-IPT<>CV<> PILOT VALVE<>O-RING ASSY DRG 0114040510085
243 | A093580050020002 | TURBINE STEAM<>500 MW-IPT<>CV<> SERVOMOTOR<>AUTOMATIC GASKET SET1170 ASSY DRG 01140427000103
244 | A093580050020003 | TURBINE STEAM<>500 MW-IPT<>CV<> SERVOMOTOR<>AUTOMATIC GASKET SET1170 ASSY DRG 01140427000105
245 | A093580050020009 | TURBINE STEAM<>500 MW-IPT<>CV<> SERVOMOTOR<>COMPACT SEALING RING 1541 ASSY DRG 01140427000104
246 | A093580050020027 | TURBINE STEAM<>500MW-IPT<>CV<> SERVOMOTOR<>O-RING 100X4 ASSY DRG 0114042700093
247 | A093580050020028 | TURBINE STEAM<>500MW-IPT<>CV<> SERVOMOTOR<>O-RING 115X3.55 ASSY DRG 01140427000101
248 | A093580050020029 | TURBINE STEAM<>500MW-IPT<>CV<> SERVOMOTOR<>O-RING 142X4 ASSY DRG 01140427000 O-RING ITEM NO 0-11404-27000-02-095
249 | A093580050020030 | TURBINE STEAM<>500 MW-IPT<>CV<> SERVOMOTOR<>O-RING 16X3 ASSY DRG 0114042700099
250 | A093580050020031 | TURBINE STEAM<>500 MW-IPT<>CV<> SERVOMOTOR<>O-RING 228X4 ASSY DRG 0114042700096
251 | A093580050020032 | TURBINE STEAM<>500 MW-IPT<>CV<> SERVOMOTOR<>O-RING 22X3 ASSY DRG 01140427000100
252 | A093580050020033 | TURBINE STEAM<>500 MW-IPT<>CV<> SERVOMOTOR<>O-RING 250X4 ASSY DRG 0114042700097
253 | A093580050020034 | TURBINE STEAM<> 500MW-IPT<>CV<> SERVOMOTOR<>ORING 36.5X20.65 ASSY DRG 0114042700064
254 | A093580050020035 | TURBINE STEAM<>500MW-IPT<>CV<> SERVOMOTOR<>O-RING 380X4 ASSY DRG 0114042700094
255 | A093580050020036 | TURBINE STEAM<>500 MW-IPT<>CV<> SERVOMOTOR<>O-RING 43X3 ASSY DRG 0114042700098
256 | A093580050020037 | TURBINE STEAM<>500 MW-IPT<>CV<> SERVOMOTOR<>O-RING 71X3 ASSY DRG 01140427000102
257 | A093580050020040 | TURBINE STEAM<>500MW-IPT<>CV<> SERVOMOTOR<>PISTON RING ASSY DRG 0114042700087
258 | A093580050020042 | TURBINE STEAM<>500MW-IPT<>CV<> SERVOMOTOR<>RING 28X38X5 ASSY DRG 0114042700053
259 | A093580050020063 | TURBINE STEAM<>500 MW-IPT<>CV<> SERVOMOTOR<>ORIFICE ASSY DRG 0114042700050
260 | A093580050020064 | TURBINE STEAM<>500 MW-IPT<>CV<> SERVOMOTOR<>SEALING RING ASSY DRG 01140427000110
261 | A093580050030038 | TURBINE STEAM<> 500MW-IPT<>CV<>SPARE <>THREADED RING ASSY DRG 0111320270016
262 | A093580050030039 | TURBINE STEAM<> 500MW-IPT<>CV<>SPARE <>THREADED RING ASSY DRG0111320270017
263 | A093580050030040 | TURBINE STEAM<>500 MW-IPT<>CV<>SPARE <>SEALING RING A70X90 ASSY DRG 0111320270031
264 | A093580050030041 | TURBINE STEAM<>500 MW-IPT<>CV<>SPARE <>SEALINGRING B70X90 ASSY DRG 0111320270032
265 | A093580050030042 | TURBINE STEAM<> 500MW-IPT<>CV<>SPARE <>THREADED RING ASSY DRG0111322270011
266 | A093580050030043 | TURBINE STEAM<>500 MW-IPT<>CV<>SPARE <>THREADED RING ASSY DRG0111322270012
267 | A093580050030044 | TURBINE STEAM<>500 MW-IPT<>CV<> SPARE <>SEALING RING 70.5 DRG 0111322270023
268 | A093580050030045 | TURBINE STEAM<>500 MW-IPT<>CV<>SPARE <>SEALING RING A33X39 DRG 0111322270030
269 | A093580050030046 | TURBINE STEAM<>500 MW-IPT<>CV<> SPARE <>SEALING RING A70X90 DRG 0111322270033
270 | A093580050030047 | TURBINE STEAM<>500 MW-IPT<>CV<> SPARE <>SEALING RING B70X90 DRG 0111322270034
271 | A093580050030048 | TURBINE STEAM<>500 MW-PT<>CV<> SPARE<> O-RING ASSY DRG 0114040560032
272 | A093580050030049 | TURBINE STEAM<>500 MW-IPT<>CV<> SPARE <>O-RING ASSY DRG 0114040560033
273 | A093580050030050 | TURBINE STEAM<>500 MW-PT<>CV<> SPARE<> O-RINGASSY DRG 0114040560034
274 | A093580050030051 | TURBINE STEAM<>500 MW-IPT<>CV<>SPARE <>SEALING RING ASSY DRG 0114040560037
275 | A093580050030052 | TURBINE STEAM<> 500 MW-IPT<>CV<>SPARE <>THRUST BALL BEARING ASSY DRG 0114040560035
276 | A093590010010007 | TURBINE STEAM<>500 MW-LPT<>BLADE<>MOVING<>MOVING BLADE 1L
277 | A093590010010008 | TURBINE STEAM<>500 MW-LPT<>BLADE<>MOVING<>MOVING BLADE 1R
278 | A093590010010009 | TURBINE STEAM<>500 MW-LPT<>BLADE<>MOVING<>MOVING BLADE 2L
279 | A093590010010010 | TURBINE STEAM<>500 MW-LPT<>BLADE<>MOVING<>MOVING BLADE 2R
280 | A093590010010011 | TURBINE STEAM<>500 MW-LPT<>BLADE<>MOVING<>MOVING BLADE 3L
281 | A093590010010012 | TURBINE STEAM<>500 MW-LPT<>BLADE<>MOVING<>MOVING BLADE 3R
282 | A093590010010015 | TURBINE STEAM<>500 MW-LPT<>BLADE <>MOVING<>LOCKING PLATE P.N.009
283 | A093590010010016 | TURBINE STEAM<>500 MW-LPT<>BLADE <>MOVING<>LOCKING PLATE P.N.010
284 | A093590010010017 | TURBINE STEAM<>500 MW-LPT<>BLADE <>MOVING<>LOCKING PLATE P.N.011
285 | A093590010010023 | TURBINE STEAM<>500 MW-LPT<>BLADE<>MOVING<>LOCKING PLATE 01030741000 13
286 | A093590010010024 | TURBINE STEAM<>500 MW-LPT<>BLADE<>MOVING<>LOCKING PLATE 01030741000 14
287 | A093590010010035 | TURBINE STEAM<>500 MW-LPT<>BLADE<>MOVING<>MOVING BLADE 3L F93-187/202-1000
288 | A093590010010036 | TURBINE STEAM<>500 MW-LPT<>BLADE<>MOVING<>MOVING BLADE 2L F92-147/162-516
289 | A093590010010037 | TURBINE STEAM<>500 MW-LPT<>BLADE<>MOVING<>MOVING BLADE 3R F93-187/202-1000
290 | A093590010010038 | TURBINE STEAM<>500 MW-LPT<>BLADE<>MOVING<>MOVING BLADE 2R F92-147/162-516
291 | A093590020030028 | TURBINE STEAM<>500 MW-LPT<>CASING<> OUTER FASTENERS & FIXING<>TAPER PIN ASSY DRG 0107444100034
292 | A093590020040016 | TURBINE STEAM<> 500 MW-LPT<>CASING<>SPARES LP<>LUBRITE PLATE 89X89X20 DRG 10744410000066 ITEM NO: 0-10744-41000-00-066
293 | A093590020040017 | TURBINE STEAM<>500 MW- PT<>CASING<> SPARES LP<>LUBRITE PLATE DRG 10744410000054
294 | A093590020040021 | TURBINE STEAM<>500 MW-PT<>CASING<> SPARES LP<>THREADED RING DRG 10744410000010
295 | A093590020040032 | TURBINE STEAM<>500 MW-LPT<>CASING<>SPARES LP<>LP SHAFT SEAL COMPENSATOR ASSEMBLY (GS) DN 1000 X 10 DRG NO 2-10764-020000 PN 002
296 | A093590030010001 | TURBINE STEAM<>500 MW-LPT<>ROTOR<>FULLY BLADED & DYNAMICALLY BALANCED<>ASSY
297 | A093590030020006 | TURBINE STEAM<>500 MW-LPT<>ROTOR<>BLADES<>SPARES FOR REFURBISHMENT OF ROTOR
298 | A093560010030010 | TURBINE STEAM<>500 MW-BRG<>BRG<>HP HOSE<>BRG SHL ASLY EE DRG 013918010000101
299 | A093510010020022 | TURBINE STEAM<>500 MW-GOV<>LUB OIL SYS<>MAIN OIL PUMP<>THREADED BUSHING
300 | A093510010020023 | TURBINE STEAM<>500 MW-GOV<>LUB OIL SYS<>MAIN OIL PUMP<>WASHER MCD-ST
301 | A093590040010006 | TURBINE STEAM<>500 MW-LPT<>SHAFT SEALING<>LP SHAFT GLAND SEAL FRONT (TS)<>HELICAL COMP SPRING ASSY DRG 110766410002
302 | A093590020040004 | TURBINE STEAM<>500 MW-LPT<>CASING<>SPARES FOR LP CASING ASSY<>FITTED KEY ASSY DRG 01074441000 7
303 | A093530020030054 | TURBINE STEAM<>500 MW KWU<>TURBINE<>OIL PUMP<>THREADED RING 01160505000 PN 01
304 | A093530020030055 | TURBINE STEAM<>500 MW KWU<>TURBINE<>OIL PUMP<>O RING 30X2.65 01160505000 PN 55
305 | A093530020130025 | TURBINE STEAM<>500 MW KWU<>TURBINE<>HP CASING ASSY<>U (I) SEALING RING ASSY DRG 01050109000 19
306 | A093530020130029 | TURBINE STEAM<>500 MW KWU<>TURBINE<>HP CASING ASSY<>ANGLE RING DRG 010501090000010
307 | A093530020130058 | TURBINE STEAM<>500 MW KWU<>TURBINE<>HP CASING ASSY<>U-SEALING RING DRG 010501090000033
308 | A093560010030003 | TURBINE STEAM<>500 MW-BRG<>BRG<>HP HOSE<>DN 16X1200 DRG 011818-27000/49
309 | A093560010030004 | TURBINE STEAM<>500 MW BRG<>BEARING<>HP HOSE<>DN 16x2200 DRG 011818-27000/50
310 | A093530020130059 | TURBINE STEAM<>500 MW KWU<>TURBINE<>HP CASING ASSY<>U-SEALING RING DRG 01050109000005
311 | A093570050020007 | TURBINE STEAM<>500 MW-HPT<>CASING<>INLET ASSY<>U-SEALING RING ASSY DRG 11051409000 6

## 32
60 KG RAIL TRACK
APPROVED VENDORS:
1) STEEL AUTHORITY OF INDIA LIMITED (VID:57582)
2) JINDAL STEEL AND POWER LIMITED (VID : 50685)
SN | ITEM CODE | ITEM DESCRIPTION
1 | A117100010030004 | CHP<>RAIL EQUIP<>RAIL<>60 KG RAIL TRACK<>IRS T-12 IU RDSO APPROVED 12 TO 13 M

## 33
BOILER SPARES (250MW & 500MW)
APPROVED VENDORS:
1) BHARAT HEAVY ELECTICALS LIMITED (VID:50226)
2) GE POWER INDIA LIMITED (VID: 50089)
3) L&T- MHI POWER BOILERS PRIVATE LIMITED (VID: 55690)
4) AIR SYSTEMS LIMITED (VID:50060) FOR 35 ITEMS ONLY (SR. NO. 26-60 )
5) BAJAJ POWER EQUIPMENTS PRIVATE LIMITED (VID : 57152) FOR 86 ITEMS ONLY (SR. NO. 61-153)
6) BEND JOINTS PRIVATE LIMITED (VID : 57683) FOR 86 ITEMS ONLY (SR. NO. 61-153)
7) SHRAVANI HITECH PRIVATE LIMITED (VID : 50051) FOR 86 ITEMS ONLY (SR. NO. 61-153)
8) KAPPATI BOWL MILLS PVT LTD (VID:54888) FOR 16 ITEMS ONLY (Sr No.18-33)
SN | ITEM CODE | ITEM DESCRIPTION
1 | A043160170040001 | BOILER<>FD FAN<>AP1-26 / 16<>ROTOR<>BLADE SET
2 | A043210120030003 | BOILER<>PA FAN<>BHEL AP2 20 / 12<>UNIT ASSY<>IMPELLER ASSY
3 | A043210120040001 | BOILER<>PA FAN<>BHEL AP2 20 / 12<>ROTOR<>DRIVE SIDE BLADE SET
4 | A043210120040002 | BOILER<>PA FAN<>BHEL AP2 20 / 12<>ROTOR<>SERVOMOTOR SIDE BLADE SET
5 | A043210120030005 | BOILER<>PA FAN<>BHEL AP2 20 / 12<>UNIT ASSY<>HOUSING ASSY
6 | A043070030020041 | BOILER<>COAL MILL<>BBD 4772<>DRIVE & GB<>INTERMEDIATE PINION SHAFT 16T WITH 69T WHEEL
7 | A043070030020090 | BOILER<>COAL MILL<>BBD 4772<>DRIVE & GB<>INPUT PINION SHAFT
8 | A043070030020062 | BOILER<>COAL MILL<>BBD 4772<>DRIVE & GB<>PINION 28T
9 | A043140010020008 | BOILER<>EROSION CONTROL<>FIRST / SECOND PASS<>SS SHIELD<>SS 304 STRAIGHT SHIELD 1 M L & 2 MM THICK FOR PIPE ID 47.7 MM WITH 2 CLAMPS
10 | A043180110010033 | BOILER<>ID FAN<>NDZV 35 S<>BRG & COOLING<>BEARING ASSY
11 | A043180110020002 | BOILER<>ID FAN<>NDZV 35 S<>COUPLING<>COUPLING ASSY
12 | A043210100020003 | BOILER<>PA FAN<>TIEFSTACK BHEL NDV 22<>DRIVE UNIT<>BEARING HOUSING WITH END COVER & TOP COVERS
13 | A043160040040058 | BOILER<>FD FAN<>BHEL FAF 17 / 9.5-1<>UNIT ASSY<>FAN COUPLING
14 | A043160040040006 | BOILER<>FD FAN<>BHEL FAF 17 / 9.5-1<>UNIT ASSEMBLY<>BLADE NA 18
15 | A043160040040036 | BOILER<>FD FAN<>BHEL FAF 17 / 9.5-1<>UNIT ASSY<>ROTOR ASSY
16 | A043210120030006 | BOILER<>PA FAN<>BHEL AP2 20 / 12<>UNIT ASSY<>ROTOR ASSY
17 | A043210120030004 | BOILER<>PA FAN<>BHEL AP2 20 / 12<>UNIT ASSY<>GUIDE VANE HOUSING ASSY
18 | A043050120020008 | BOILER<>COAL BURNER<>250 MW<>BURNER ASSY<>COAL COMPARTMENT ASSY
19 | A043050050020001 | BOILER<>COAL BURNER<>500 MW CSTPS 5 & 6<>COAL BURNER ASSY<>COAL COMPARTMENT ASSY WITH DIVIDER PLATE & GUIDE VANES
20 | A043070060040063 | BOILER<>COAL MILL<>BHEL XRP 1043<>MILL BODY<>JOURNAL SPRING ASSY SET
21 | A043050120020003 | BOILER<>COAL BURNER<>250 MW<>BURNER ASSY<>COAL COMPARTMENT ASSY DP STY 2
22 | A043050120020004 | BOILER<>COAL BURNER<>250 MW<>BURNER ASSY<>COAL COMPARTMENT ASSY DP STY 3
23 | A043050060020002 | BOILER<>COAL BURNER<>500MW CSTPS 7<>COAL BURNER ASSY<>COMPLTE COAL COMPARTMENT ASSY WITH DIVIDER PLATE & GUIDE VANES
24 | A043050120020002 | BOILER< > COAL BURNER <> 250MW BHEL<>COAL BURNER ASSY<>COAL COMPARTMENT ASSY DP STY 1
25 | A043050140010001 | BOILER<>COAL BURNER<>500MW<>ASSY<>COAL COMPARTMENT ASSY
26 | A043070060030026 | BOILER<>COAL MILL<>BHEL XRP 1043<>JOURNAL ASSY<>LOWER JOURNAL HOUSING
27 | A043070060040006 | BOILER<>COAL MILL<>BHEL XRP 1043<>MILL BODY<>BOWL EXTENSION RING
28 | A043070060040091 | BOILER<>COAL MILL<>BHEL XRP 1043<>MILL BODY<>BOWL EXTENSION RING SEGMENT
29 | A043070060030022 | BOILER<>COAL MILL<>BHEL XRP 1043<>JOURNAL ASSY<>JOURNAL SHAFT
30 | A043070060030053 | BOILER<>COAL MILL<>BHEL XRP 1043<>JOURNAL ASSY<>UPPER JOURNAL HOUSING
31 | A043050120010002 | BOILER<>COAL BURNER<>250 MW<>AIR TIP ASSEMBLY<>INLET AIR NOZZLE TIP
32 | A043070150030003 | BOILER<>COAL MILL<>BHEL XRP 903<>JOURNAL ASSY<>COMPLET JOURNAL ASSY
33 | A043070150030023 | BOILER<>COAL MILL<>BHEL XRP 903<>JOURNAL ASSY<>JOURNAL SHAFT ASSEMBLY
34 | A043250170060001 | BOILER<>REGENERATIVE APH<>TRISECTOR 31.5 VIMT 2000, 72 DEG PA<>SEALING<>AXIAL SEAL LEAF SH 2.5X102X1631 HE CCW
35 | A043250170060002 | BOILER<>REGENERATIVE APH<>TRISECTOR 31.5 VIMT 2000, 72 DEG PA<>SEALING<>AXIAL SEAL LEAF SH 2.5X102X1631 HE CW
36 | A043250170060003 | BOILER<>REGENERATIVE APH<>TRISECTOR 31.5 VIMT 2000, 72 DEG PA<>SEALING<>AXIAL SEAL LEAF SH 2.5X102X615 CE CCW
37 | A043250170060004 | BOILER<>REGENERATIVE APH<>TRISECTOR 31.5 VIMT 2000, 72 DEG PA<>SEALING<>AXIAL SEAL LEAF SH 2.5X102X615 CE CW
38 | A043250170060005 | BOILER<>REGENERATIVE APH<>TRISECTOR 31.5 VIMT 2000, 72 DEG PA<>SEALING<>AXIAL SEAL TAB-B
39 | A043250170060009 | BOILER<>REGENERATIVE APH<>TRISECTOR 31.5 VIMT 2000, 72 DEG PA<>SEALING<>FORMED HOLDING STRIP SH 2.5X72X1631 HE CCW
40 | A043250170060011 | BOILER<>REGENERATIVE APH<>TRISECTOR 31.5 VIMT 2000, 72 DEG PA<>SEALING<>FORMED HOLDING STRIP SH 2.5X72X615 CE CCW
41 | A043250170060012 | BOILER<>REGENERATIVE APH<>TRISECTOR 31.5 VIMT 2000, 72 DEG PA<>SEALING<>FORMED HOLDING STRIP SH 2.5X72X615 CE CW
42 | A043250170060013 | BOILER<>REGENERATIVE APH<>TRISECTOR 31.5 VIMT 2000, 72 DEG PA<>SEALING<>IB DIA SEAL CE SH 2.50X111X1287
43 | A043250170060014 | BOILER<>REGENERATIVE APH<>TRISECTOR 31.5 VIMT 2000, 72 DEG PA<>SEALING<>IB DIA SEAL HE SH 2.50X98X1287
44 | A043250170060015 | BOILER<>REGENERATIVE APH<>TRISECTOR 31.5 VIMT 2000, 72 DEG PA<>SEALING<>IB HOLD STRIP CE SH 2.50X114X1213
45 | A043250170060016 | BOILER<>REGENERATIVE APH<>TRISECTOR 31.5 VIMT 2000, 72 DEG PA<>SEALING<>IB HOLD STRIP HE SH 2.50X90X560
46 | A043250170060017 | BOILER<>REGENERATIVE APH<>TRISECTOR 31.5 VIMT 2000, 72 DEG PA<>SEALING<>IB SEAL LEAF CE SH 2.50X157X1287
47 | A043250170060018 | BOILER<>REGENERATIVE APH<>TRISECTOR 31.5 VIMT 2000, 72 DEG PA<>SEALING<>IB SEAL LEAF HE SH 2.50X141X1287
48 | A043250170060019 | BOILER<>REGENERATIVE APH<>TRISECTOR 31.5 VIMT 2000, 72 DEG PA<>SEALING<>INT HOLD STRIP CE SH 2.50X114X1280
49 | A043250170060020 | BOILER<>REGENERATIVE APH<>TRISECTOR 31.5 VIMT 2000, 72 DEG PA<>SEALING<>INT HOLD STRIP HE SH 2.50X90X1280
50 | A043250170060021 | BOILER<>REGENERATIVE APH<>TRISECTOR 31.5 VIMT 2000, 72 DEG PA<>SEALING<>OB HOLD STRIP CE SH 2.50X114X820
51 | A043250170060022 | BOILER<>REGENERATIVE APH<>TRISECTOR 31.5 VIMT 2000, 72 DEG PA<>SEALING<>OB HOLD STRIP HE SH 2.50X90X820
52 | A043250170060023 | BOILER<>REGENERATIVE APH<>TRISECTOR 31.5 VIMT 2000, 72 DEG PA<>SEALING<>OB SEAL TAB CE SH 2.50X157X535
53 | A043250170060024 | BOILER<>REGENERATIVE APH<>TRISECTOR 31.5 VIMT 2000, 72 DEG PA<>SEALING<>OB SEAL TAB HE SH 2.50X141X535
54 | A043250170060025 | BOILER<>REGENERATIVE APH<>TRISECTOR 31.5 VIMT 2000, 72 DEG PA<>SEALING<>POST SEAL CE PL 6X191X1600
55 | A043250170060026 | BOILER<>REGENERATIVE APH<>TRISECTOR 31.5 VIMT 2000, 72 DEG PA<>SEALING<>POST SEAL HE PL 6X127X1600
56 | A043250170060027 | BOILER<>REGENERATIVE APH<>TRISECTOR 31.5 VIMT 2000, 72 DEG PA<>SEALING<>SEAL LEAF CE SH 2.50X157X1380
57 | A043250170060028 | BOILER<>REGENERATIVE APH<>TRISECTOR 31.5 VIMT 2000, 72 DEG PA<>SEALING<>SEAL LEAF HE SH 2.50X141X1380
58 | A043250170060031 | BOILER<>REGENERATIVE APH<>TRISECTOR 31.5 VIMT 2000, 72 DEG PA<>SEALING<>BYPASS SEAL HE SH 1.6X261X914
59 | A043250170060032 | BOILER<>REGENERATIVE APH<>TRISECTOR 31.5 VIMT 2000, 72 DEG PA<>SEALING<>BYPASS SEAL CE SH 1.6X191X914
60 | A043050120020011 | BOILER<>COAL BURNER<>250 MW<>BURNER ASSY<>OFA NOZZLE TIP
61 | A043320080030023 | BOILER<>WW<>250 MW<>GOOSE NECK BEND<>SWAGE REDUCER 63.5 X 5.6-76.1 X 7.1 SA210 GR-C
62 | A043320080030021 | BOILER<>WW<>250 MW<>GOOSE NECK BEND<>TOP BEND-REAR & FRONT 63.5 X 5.6 GR-C
63 | A043320080030022 | BOILER<>WW<>250 MW<>GOOSE NECK BEND<>BOTTOM BEND-REAR & FRONT 63.5 X 5.6 GR-C
64 | A043320080070001 | BOILER<>WW<>250 MW<>REAR ARCH BEND<>REAR ARCH BEND
65 | A043320080120002 | BOILER<>WW<>250 MW<>Z PANELS<>Z PANEL REAR
66 | A043430100030001 | BOILER<>PLATEN SH<>250 MW<>DISSIMILAR JOINT<>DISSIMILAR JOINT
67 | A043430100020011 | BOILER<>PLATEN SH<>250 MW<>BEND<>90 DEG BEND SA213 TP347H
68 | A043550020010001 | BOILER<>FINAL SH<>250 MW<>TUBE<>TUBE 44.5 X 5.6, SA 213 T91
69 | A043550020020002 | BOILER<>FINAL SH<>250 MW<>BEND<>180 DEG BEND SA213 T91 SIZE 1
70 | A043550020020003 | BOILER<>FINAL SH<>250 MW<>BEND<>180 DEG BEND SA213 T91 SIZE 2
71 | A043550020020004 | BOILER<>FINAL SH<>250 MW<>BEND<>180 DEG BEND SA213 T91 SIZE 3
72 | A043550020020006 | BOILER<>FINAL SH<>250 MW<>BEND<>90 DEG BEND SA213 T91
73 | A043190060020003 | BOILER<>LTSH<>250 MW<>BEND 90 DEG<>2 X 90 DEG R151 L-1080-47.63 X 5.6 SA213 T11
74 | A043190060020004 | BOILER<>LTSH<>250 MW<>BEND 90 DEG<>2 X 90 DEG R151 L-1282 -47.63 X 5.6 SA213 T11
75 | A043190060020005 | BOILER<>LTSH<>250 MW<>BEND 90 DEG<>2 X 90 DEG R151 L-1080-47.63 X 5 SA213 T11
76 | A043190060020006 | BOILER<>LTSH<>250 MW<>BEND 90 DEG<>2 X 90 DEG R151 L-1282-47.63 X 5 SA213 T11
77 | A043190060040002 | BOILER<>LTSH<>250 MW<>LOOP 180 DEG<>BEND 180 DEG R151 L-878-47.63 X 5.6 SA213 T11
78 | A043190060040003 | BOILER<>LTSH<>250 MW<>LOOP 180 DEG<>BEND 180 DEG R151 L-878-47.63 X 5 SA213 T11
79 | A043190060040004 | BOILER<>LTSH<>250 MW<>LOOP 180 DEG<>SQ BEND 180 DEG R51 L-1160-47.63 X 5.6 SA 213 T11
80 | A043190060040005 | BOILER<>LTSH<>250 MW<>LOOP 180 DEG<>SQ BEND 180 DEG R51 L-1160-47.63 X 5 SA 213 T11
81 | A043190060080004 | BOILER<>LTSH<>250 MW<>TUBE<>FG TUBE 47.63 X 5.6 SA213T11
82 | A043170020010002 | BOILER<>HRH<>250 MW<>BEND<>SQ BEND 63.5 X 4 SA213T91
83 | A043170020010009 | BOILER<>HRH<>250 MW<>BEND<>2 X 90 DEG BEND 54 X 4 SA 213 T22 CIR-5
84 | A043170020010010 | BOILER<>HRH<>250 MW<>BEND<>180 DEG + OFFSET BEND 54 X 4 SA213 T91
85 | A043170020010011 | BOILER<>HRH<>250 MW<>BEND<>SQ BEND 54 X 4 SA 213 T22
86 | A043170020010012 | BOILER<>HRH<>250 MW<>BEND<>INSERT 54X4 / 44.5 X 7.1 SA213 T91 L-110
87 | A043170020010014 | BOILER<>HRH<>250 MW<>BEND<>120 & 60 DEG BEND 54 X 4 SA 213 T11 CIR-2
88 | A043170020010015 | BOILER<>HRH<>250 MW<>BEND<>120 & 60 DEG BEND 54 X 4 SA 213 T11 CIR-3
89 | A043170020010016 | BOILER<>HRH<>250 MW<>BEND<>120 & 60 DEG BEND 54 X 4 SA 213 T11 CIR-4
90 | A043170020010017 | BOILER<>HRH<>250 MW<>BEND<>120 & 60 DEG BEND 54 X 4 SA 213 T11 CIR-5
91 | A043170020010018 | BOILER<>HRH<>250 MW<>BEND<>120 & 60 DEG BEND 54 X 4 SA 213 T11 CIR-6
92 | A043170020010019 | BOILER<>HRH<>250 MW<>BEND<>120 DEG & 60 DEG BEND 54 X 4 SA 213 T91 CIR-5
93 | A043320080110005 | BOILER<>WW<>250 MW<>TUBE<>TUBE D 76.10 X 7.10 SA210GRC
94 | A043390010040001 | BOILER<>HIGH PR<>FILLER WIRE<>SA213T-11<>TGS1CM
95 | A043390020050021 | BOILER<>HIGH PR<>TUBE<>SA 213 GR T11<>SA 213 T 11 DIA 51 X 4.5 MM
96 | A043390020040008 | BOILER<>HIGH PR<>TUBE<>SA 210 GR C<>SA 210 GR C DIA. 51X 5.6 MM (PLAIN)
97 | A043390020040010 | BOILER<>HIGH PR<>TUBE<>SA 210 GR C<>SA 210 GR. C DIA. 51X 5.6 (RIFLE)
98 | A043390020040016 | BOILER<>HIGH PR<>TUBE<>SA 210 GRADE C<>SA 210 GR. C DIA. 63.50 X 7.1 (RIFLE)
99 | A043390020040019 | BOILER<>HIGH PR<>TUBE<>SA 210 GRADE C<>SA210 GR.C DIA. 63.50 X 12 (RIFLE)
100 | A043390020050001 | BOILER<>HIGH PRESSURE<>TUBES<>SA 213 GRADE T11<>SA 213 T 11 DIA 44.50 X 5.0
101 | A043390020060005 | BOILER<>HIGH PR<>TUBE<>SA 213 GRADE T22<>SA 213 T 22 DIA 44.50 X 7.1
102 | A043390020060026 | BOILER<>HIGH PRESSURE<>TUBES<>SA 213 GRADE T22<>SA 213 T 22 DIA 63.50 X 9.0
103 | A043390020040024 | BOILER<>HIGH PR<> TUBE<>SA 210 GR C<>SA 210 GR. C DIA. 76.1 X 12.5
104 | A043390020050027 | BOILER<>HIGH PR<>TUBE<> SA 213 GR T11<>SA 213 T 11 DIA 57 X 6.0
105 | A043390020070009 | BOILER<>HIGH PR<> TUBE <>SA 213 GR T91<>SA 213 T 91 DIA 44.5 X 7.1
106 | A043390020050025 | BOILER<>HIGH PR<>TUBE<>SA 213 GR T11<>SA 213 T 11 DIA 47.63 X 5
107 | A043390020040002 | BOILER<>HIGH PR<>TUBE<>SA 210 GR C<>SA 210 GR C DIA. 44.50 X 5.0
108 | A043390020040004 | BOILER<>HIGH PR<>TUBE<>SA 210 GR C<>SA 210 GR C DIA. 47.63 X 5.0
109 | A043390020070004 | BOILER<>HIGH PR<>TUBE<>SA 213 GR T91<>SA 213 T 91 DIA 47.63 X 6.3
110 | A043390020050019 | BOILER<>HIGH PR<>TUBE<>SA 213 GR T11<>SA 213 T11 DIA. 47.63 X 7.1
111 | A043390020090007 | BOILER<>HIGH PR<>TUBE<>SA 213 TP 347 H<>SA213 TP 347 H DIA 47.63 X 6.3
112 | A043390020060008 | BOILER<>HIGH PR<>TUBE<>SA 213 GR T22<>SA 213 T 22 DIA 47.63 X 8.0
113 | A043390020060028 | BOILER<>HIGH PR<>TUBE<>SA 213 GR T22<>SA 213 T 22 DIA 47.63 X 5.0
114 | A043390020050007 | BOILER<>HIGH PR<>TUBE<>SA 213 GR T11<>SA 213 T 11 DIA 51X 5.6
115 | A043390020050011 | BOILER<>HIGH PR<>TUBE<>SA 213 GR T11<>SA 213 T 11 DIA 54X 4.0
116 | A043390020060017 | BOILER<>HIGH PR<>TUBE<>SA 213 GR T22<>SA 213 T 22 DIA 54 X 4.0
117 | A043390020070006 | BOILER<>HIGH PR<>TUBE<>SA 213 GR T91<>SA 213 T 91 DIA 54X 4.0
118 | A043550050010005 | BOILER<>FINAL SH<>210 MW<>TUBE<>TUBE 47.63X10 SA 213 T-22
119 | A043320080110001 | BOILER<>WW<>250 MW<>TUBE<>TUBE D 63.5 X 5.6 SA210GRC
120 | A043320140020005 | BOILER<>WW<>500 MW<>TUBE<>SH SCREEN TUBE
121 | A043320140020006 | BOILER<>WW<>500 MW<>TUBE<>WW SCREEN TUBE (FG TUBE OD 63.50 X 7.10-SA210GRC)
122 | A043320140020009 | BOILER<>WW<>500 MW<>TUBE<>WW STRAIGHT TUBE SA 210 GR C PLAIN 51 X 6
123 | A043320080080004 | BOILER<>WATER WALL<>250 MW BHEL<>SIDE PANEL<>W/W RHS PANEL
124 | A043480030010001 | BOILER<>STEAM COOLED WALL<>500 MW<>TUBE<>FRONT STEAM COOLED WALL TUBE (FG TUBE OD 51.00 X 5.00-SA210GRC)
125 | A043390020040022 | BOILER<>HIGH PR<>TUBE<>SA 210 GR C<>SA210 GR. C DIA D 51 X 11 MM
126 | A043390020040014 | BOILER<>HIGH PRESSURE<>TUBES<>SA 210 GRADE C<>SA 210 GR. C DIA. 63.50 X 6.3
127 | A043320140020007 | BOILER<>WW<>500 MW<>TUBE<>WW SCREEN TUBE OD 63.5X7.1
128 | A043390020050023 | BOILER<>HIGH PR<>TUBE<>SA 213 GRADE T11<>SA 213 T 11 DIA 51 X 7.1
129 | A043390020050017 | BOILER<>HIGH PRESSURE<>TUBES<>SA 213 GRADE T11<>SA 213 T 11 DIA 63.50 X 6.3
130 | A043390020060001 | BOILER<>HIGH PRESSURE<>TUBES<>SA 213 GRADE T22<>SA 213 T 22 DIA 44.5 X 5.0
131 | A043390020060042 | BOILER<>HIGH PR<>TUBE<>SA 213 GRADE T22<>SA 213 T 22 DIA 51X 6.3
132 | A043390020060022 | BOILER<>HIGH PRESSURE<>TUBES<>SA 213 GRADE T22<>SA 213 T 22 DIA 63.50 X 4.0
133 | A043390020060023 | BOILER<>HIGH PR<>TUBE<>SA 213 GR T22<>SA 213 T 22 DIA 63.50 X 6.3
134 | A043390020060024 | BOILER<>HIGH PRESSURE<>TUBES<>SA 213 GRADE T22<>SA 213 T 22 DIA 63.50 X 7.1
135 | A043390020060048 | BOILER<>HIGH PR<>TUBE<>SA 213 GR T22<>SA213 GR. T22 DIA 63.5 X 12 MM
136 | A043390020070010 | BOILER<>HIGH PR<>TUBE<>SA 213 GR T91<>SA 213 T 91 DIA 51 X 11
137 | A043390020070007 | BOILER<>HIGH PRESSURE<>TUBES<>SA 213 GRADE T91<>SA 213 T 91 DIA. 54 X 4.5
138 | A043390020090001 | BOILER<>HIGH PR<>TUBE<>SA 213 TP 347 H<>SA 213 TP 347 H DIA 51.00 X 7.10
139 | A043390020090012 | BOILER<>HIGH PR<>TUBE<>SA 213 TP 347 H<>SA213 TP 347 H DIA 63.50 X 4.0
140 | A043390020040015 | BOILER<>HIGH PR<>TUBE<>SA 210 GR C<>SA 210 GR. C DIA. 63.50 X 7.1 (PLAIN)
141 | A043470020010001 | BOILER<>STEAM COOLED SPACER<>250 MW<>TUBE<>FG TUBE OD 51 X 5 SA213T11
142 | A043320040010006 | BOILER<>WW<>500MW CSTPS 5, 6 & 7<>BEND<>TUBE BEND FOR WALL SOOT BLOWER (RIFLED TUBE DIA 51X 5.6SA 210GR C) WITH 500MW ARM L
143 | A043320140020008 | BOILER<>WW<>500 MW<>TUBE<> WW STRAIGHT TUBE SA 210 GR C (FR RIFFLE TUBE OD 51 X 6 - SA210GRC)
144 | A043320080080006 | BOILER<>WW<>250 MW<>SIDE PANEL<>COMPLETE WATER WALL PANEL ASSEMBLY INCLUDING ALL FOUR SIDES FRONT,REAR, LEFT AND RIGHT OF WATERWALL FROM 18.2 METER TO 30.7 METER APPROXIMATE HEIGHT OF BOILER
145 | A043390020090027 | BOILER<>HIGH PR<>TUBE<>SA 213 TP 347 H<>DIA 51 X 11 SA 213 TP 347 H
146 | A043390020070017 | BOILER<>HIGH PR<>TUBE<>SA 213 GR T91<>DIA 51 X 9 SA 213 T91
147 | A043320090010007 | BOILER<>WW<>500 MW CSTPS 5 & 6<>BEND<>FURNACE S-PANELS SET OF 26 NOS
148 | A043320100010003 | BOILER<>WW<>500 MW CSTPS 7<>BEND<>FURNACE S-PANELS SET OF 28 NOS
149 | A043320040050001 | BOILER<>WATER WALL<>500 MW CSTPS 5, 6 & 7<>Z PANELS<>Z PANEL ASSEMBLY
150 | A043320040030001 | BOILER<>WATER WALL<>500 MW CSTPS 5, 6 & 7<>SIDE PANEL<>LHS PANELS
151 | A043390020060010 | BOILER<>HIGH PRESSURE<>TUBES<>SA 213 GRADE T22<>SA 213 T 22 DIA 51.00 X 11
152 | A043390020060012 | BOILER<>HIGH PRESSURE<>TUBES<>SA 213 GRADE T22<>SA 213 T 22 DIA 51.00 X 7.1
153 | A043390020060014 | BOILER<>HIGH PRESSURE<>TUBES<>SA 213 GRADE T22<>SA 213 T 22 DIA 51.00 X 9.00

## 34
CERAMIC LINED PIPES, BENDS AND ELBOWS 250MW & 500MW UNITS
APPROVED VENDORS:
1) GE POWER INDIA LIMITED (VID: 50089)
2) BHARAT HEAVY ELECTRICALS LIMITED (VID: 50226)
3) DECCAN MECHANICAL AND CHEMICAL INDUSTRIES PVT LTD (VID:50338)
4) L&T- MHI POWER BOILERS PRIVATE LIMITED (VID : 55690)
5) ONS ENGINEERING WORKS (VID: 51031)
SN | ITEM CODE | ITEM DESCRIPTION
1 | A043070060060034 | BOILER <>COAL MILL <>BHEL XRP 1043<>MILL TOP <>CERAMIC LINED MILL DISCHARGE VALVE ASSEMBLY
2 | A043070060060035 | BOILER <>COAL MILL <>BHEL XRP 1043<>MILL TOP <>CERAMIC LINED MULTIPLE PORT OUTLET
3 | A043070060060039 | BOILER <>COAL MILL <>BHEL XRP 1043<>MILL TOP <>CERAMIC LINED TRANSITION PIECE
4 | A043090020010001 | BOILER<>COAL PIPE & BEND<>BBD 4772<>CERAMIC LINED BEND<> CERAMIC LINED BEND 20 DEG VAR. 03
5 | A043090020010002 | BOILER<>COAL PIPE & BEND<>BBD 4772<>CERAMIC LINED BEND<>21 DEG VAR 4
6 | A043090020010003 | BOILER<>COAL PIPE & BEND<>BBD 4772<>CERAMIC LINED BEND<> CERAMIC LINED BEND 22 DEG VAR. 01
7 | A043090020010004 | BOILER<>COAL PIPE & BEND<>BBD 4772<>CERAMIC LINED BEND<>22 DEG VAR 5
8 | A043090020010005 | BOILER<>COAL PIPE & BEND<>BBD 4772<>CERAMIC LINED BEND<> CERAMIC LINED BEND 22 DEG VAR. 06
9 | A043090020010006 | BOILER<>COAL PIPE & BEND<>BBD 4772<>CERAMIC LINED BEND<>23 DEG VAR 2
10 | A043090020010007 | BOILER<>COAL PIPE & BEND<>BBD 4772<>CERAMIC LINED BEND<> CERAMIC LINED BEND 23 DEG VAR. 07
11 | A043090020010008 | BOILER<>COAL PIPE & BEND<>BBD 4772<>CERAMIC LINED BEND<>23 DEG VAR 8
12 | A043090020010010 | BOILER<>COAL PIPE & BEND<>BBD 4772<>CERAMIC LINED BEND<>25 DEG VAR 10
13 | A043090020010011 | BOILER<>COAL PIPE & BEND<>BBD 4772<>CERAMIC LINED BEND<>26 DEG VAR 11
14 | A043090020010012 | BOILER<>COAL PIPE & BEND<>BBD 4772<>CERAMIC LINED BEND<>27 DEG VAR 12
15 | A043090020010013 | BOILER<>COAL PIPE & BEND<>BBD 4772<>CERAMIC LINED BEND<>28 DEG VAR 13
16 | A043090020010014 | BOILER<>COAL PIPE & BEND<>BBD 4772<>CERAMIC LINED BEND<>29 DEG VAR 14
17 | A043090020010015 | BOILER<>COAL PIPE & BEND<>BBD 4772<>CERAMIC LINED BEND<>29 DEG VAR 15
18 | A043090020010016 | BOILER<>COAL PIPE & BEND<>BBD 4772<>CERAMIC LINED BEND<> CERAMIC LINED BEND 30 DEG VAR. 16
19 | A043090020010017 | BOILER<>COAL PIPE & BEND<>BBD 4772<>CERAMIC LINED BEND<>32 DEG VAR 17
20 | A043090020010018 | BOILER<>COAL PIPE & BEND<>BBD 4772<>CERAMIC LINED BEND<>35 DEG VAR 18
21 | A043090020010019 | BOILER<>COAL PIPE & BEND<>BBD 4772<>CERAMIC LINED BEND<> CERAMIC LINED BEND 36 DEG VAR. 19
22 | A043090020010020 | BOILER<>COAL PIPE & BEND<>BBD 4772<>CERAMIC LINED BEND<> CERAMIC LINED BEND 36 DEG VAR. 20
23 | A043090020010022 | BOILER<>COAL PIPE & BEND<>BBD 4772<>CERAMIC LINED BEND<>38 DEG VAR 22
24 | A043090020010023 | BOILER<>COAL PIPE & BEND<>BBD 4772<>CERAMIC LINED BEND<>39 DEG VAR 23
25 | A043090020010025 | BOILER<>COAL PIPE & BEND<>BBD 4772<>CERAMIC LINED BEND<>40 DEG VAR 24
26 | A043090020010026 | BOILER<>COAL PIPE & BEND<>BBD 4772<>CERAMIC LINED BEND<>40 DEG VAR 25
27 | A043090020010027 | BOILER<>COAL PIPE & BEND<>BBD 4772<>CERAMIC LINED BEND<>40 DEG VAR 39
28 | A043090020010028 | BOILER<>COAL PIPE & BEND<>BBD 4772<>CERAMIC LINED BEND<> CERAMIC LINED BEND 42 DEG VAR. 26
29 | A043090020010029 | BOILER<>COAL PIPE & BEND<>BBD 4772<>CERAMIC LINED BEND<>44 DEG VAR 27
30 | A043090020010032 | BOILER<>COAL PIPE & BEND<>BBD 4772<>CERAMIC LINED BEND<>45 DEG VAR 29
31 | A043090020010033 | BOILER<>COAL PIPE & BEND<>BBD 4772<>CERAMIC LINED BEND<>45 DEG VAR 30
32 | A043090020010035 | BOILER<>COAL PIPE & BEND<>BBD 4772<>CERAMIC LINED BEND<>45 DEG VAR 32
33 | A043090020010036 | BOILER<>COAL PIPE & BEND<>BBD 4772<>CERAMIC LINED BEND<>45 DEG VAR 33
34 | A043090020010037 | BOILER<>COAL PIPE & BEND<>BBD 4772<>CERAMIC LINED BEND<>45 DEG VAR 34
35 | A043090020010039 | BOILER<>COAL PIPE & BEND<>BBD 4772<>CERAMIC LINED BEND<>45 DEG VAR 36
36 | A043090020010040 | BOILER<>COAL PIPE & BEND<>BBD 4772<>CERAMIC LINED BEND<>45 DEG VAR 37
37 | A043090020010041 | BOILER<>COAL PIPE & BEND<>BBD 4772<>CERAMIC LINED BEND<> CERAMIC LINED BEND 45 DEG VAR. 38
38 | A043090020010042 | BOILER<>COAL PIPE & BEND<>BBD 4772<>CERAMIC LINED BEND<>47 DEG VAR 41
39 | A043090020010043 | BOILER<>COAL PIPE & BEND<>BBD 4772<>CERAMIC LINED BEND<>48 DEG VAR 42
40 | A043090020010044 | BOILER<>COAL PIPE & BEND<>BBD 4772<>CERAMIC LINED BEND<>50 DEG VAR 43
41 | A043090020010045 | BOILER<>COAL PIPE & BEND<>BBD 4772<>CERAMIC LINED BEND<>50 DEG VAR 44
42 | A043090020010046 | BOILER<>COAL PIPE & BEND<>BBD 4772<>CERAMIC LINED BEND<>51 DEG VAR 40
43 | A043090020010047 | BOILER<>COAL PIPE & BEND<>BBD 4772<>CERAMIC LINED BEND<>51 DEG VAR 45
44 | A043090020010049 | BOILER<>COAL PIPE & BEND<>BBD 4772<>CERAMIC LINED BEND<> CERAMIC LINED BEND 53 DEG VAR. 47
45 | A043090020010050 | BOILER<>COAL PIPE & BEND<>BBD 4772<>CERAMIC LINED BEND<>55 DEG VAR 48
46 | A043090020010051 | BOILER<>COAL PIPE & BEND<>BBD 4772<>CERAMIC LINED BEND<>58 DEG VAR 49
47 | A043090020010052 | BOILER<>COAL PIPE & BEND<>BBD 4772<>CERAMIC LINED BEND<>58 DEG VAR 51
48 | A043090020010053 | BOILER<>COAL PIPE & BEND<>BBD 4772<>CERAMIC LINED BEND<>60 DEG VAR 54
49 | A043090020010054 | BOILER<>COAL PIPE & BEND<>BBD 4772<>CERAMIC LINED BEND<>61 DEG VAR 52
50 | A043090020010055 | BOILER<>COAL PIPE & BEND<>BBD 4772<>CERAMIC LINED BEND<>62 DEG VAR 55
51 | A043090020010056 | BOILER<>COAL PIPE & BEND<>BBD 4772<>CERAMIC LINED BEND<>64 DEG VAR 56
52 | A043090020010057 | BOILER<>COAL PIPE & BEND<>BBD 4772<>CERAMIC LINED BEND<>64 DEG VAR 57
53 | A043090020010058 | BOILER<>COAL PIPE & BEND<>BBD 4772<>CERAMIC LINED BEND<>65 DEG VAR 58
54 | A043090020010059 | BOILER<>COAL PIPE & BEND<>BBD 4772<>CERAMIC LINED BEND<>65 DEG VAR 59
55 | A043090020010060 | BOILER<>COAL PIPE & BEND<>BBD 4772<>CERAMIC LINED BEND<>66 DEG VAR 60
56 | A043090020010061 | BOILER<>COAL PIPE & BEND<>BBD 4772<>CERAMIC LINED BEND<> CERAMIC LINED BEND 67 DEG VAR. 61
57 | A043090020010062 | BOILER<>COAL PIPE & BEND<>BBD 4772<>CERAMIC LINED BEND<>67 DEG VAR 62
58 | A043090020010063 | BOILER<>COAL PIPE & BEND<>BBD 4772<>CERAMIC LINED BEND<>68 DEG VAR 63
59 | A043090020010064 | BOILER<>COAL PIPE & BEND<>BBD 4772<>CERAMIC LINED BEND<>68 DEG VAR 64
60 | A043090020010065 | BOILER<>COAL PIPE & BEND<>BBD 4772<>CERAMIC LINED BEND<>70 DEG VAR 65
61 | A043090020010066 | BOILER<>COAL PIPE & BEND<>BBD 4772<>CERAMIC LINED BEND<>70 DEG VAR 67
62 | A043090020010067 | BOILER<>COAL PIPE & BEND<>BBD 4772<>CERAMIC LINED BEND<>75 DEG VAR 69
63 | A043090020010068 | BOILER<>COAL PIPE & BEND<>BBD 4772<>CERAMIC LINED BEND<> CERAMIC LINED BEND 76 DEG VAR. 68
64 | A043090020010069 | BOILER<>COAL PIPE & BEND<>BBD 4772<>CERAMIC LINED BEND<>76 DEG VAR 70
65 | A043090020010070 | BOILER<>COAL PIPE & BEND<>BBD 4772<>CERAMIC LINED BEND<> CERAMIC LINED BEND 76 DEG VAR. 71
66 | A043090020010071 | BOILER<>COAL PIPE & BEND<>BBD 4772<>CERAMIC LINED BEND<>76 DEG VAR 72
67 | A043090020010072 | BOILER<>COAL PIPE & BEND<>BBD 4772<>CERAMIC LINED BEND<>78 DEG VAR 73
68 | A043090020010073 | BOILER<>COAL PIPE & BEND<>BBD 4772<>CERAMIC LINED BEND<>80 DEG VAR 74
69 | A043090020010074 | BOILER<>COAL PIPE & BEND<>BBD 4772<>CERAMIC LINED BEND<>90 DEG VAR 66
70 | A043090020010075 | BOILER<>COAL PIPE & BEND<>BBD 4772<>CERAMIC LINED BEND<>90 DEG VAR 75
71 | A043090020010076 | BOILER<>COAL PIPE & BEND<>BBD 4772<>CERAMIC LINED BEND<>90 DEG VAR 76
72 | A043090020010077 | BOILER<>COAL PIPE & BEND<>BBD 4772<>CERAMIC LINED BEND<>90 DEG VAR 77
73 | A043090020010079 | BOILER<>COAL PIPE & BEND<>BBD 4772<>CERAMIC LINED BEND<>90 DEG VAR 79
74 | A043090020010080 | BOILER<>COAL PIPE & BEND<>BBD 4772<>CERAMIC LINED BEND<>90 DEG VAR 80
75 | A043090020010081 | BOILER<>COAL PIPE & BEND<>BBD 4772<>CERAMIC LINED BEND<>90 DEG VAR 81
76 | A043090020010082 | BOILER<>COAL PIPE & BEND<>BBD 4772<>CERAMIC LINED BEND<>COMPLETE SET FUEL INLET ELBOW
77 | A043090020010087 | BOILER<>COAL PIPE & BEND<>BBD 4772<>CERAMIC LINED BEND<>FUEL INLET SHORT ELBOW
78 | A043090020010088 | BOILER<>COAL PIPE & BEND<>BBD 4772<>CERAMIC LINED BEND<>15 DEG VAR 1
79 | A043090020010089 | BOILER<>COAL PIPE & BEND<>BBD 4772<>CERAMIC LINED BEND<>20 DEG VAR 2
80 | A043090020010090 | BOILER<>COAL PIPE & BEND<>BBD 4772<>CERAMIC LINED BEND<>26 DEG VAR 03
81 | A043090020010091 | BOILER<>COAL PIPE & BEND<>BBD 4772<>CERAMIC LINED BEND<>35 DEG VAR 04
82 | A043090020010092 | BOILER<>COAL PIPE & BEND<>BBD 4772<>CERAMIC LINED BEND<>45 DEG VAR 5
83 | A043090020010093 | BOILER<>COAL PIPE & BEND<>BBD 4772<>CERAMIC LINED BEND<>45 DEG VAR 6
84 | A043090020010094 | BOILER<>COAL PIPE & BEND<>BBD 4772<>CERAMIC LINED BEND<>45 DEG VAR 7
85 | A043090020010095 | BOILER<>COAL PIPE & BEND<>BBD 4772<>CERAMIC LINED BEND<>45 DEG VAR 8
86 | A043090020010096 | BOILER<>COAL PIPE & BEND<>BBD 4772<>CERAMIC LINED BEND<>45 DEG VAR 9
87 | A043090020010097 | BOILER<>COAL PIPE & BEND<>BBD 4772<>CERAMIC LINED BEND<>45 DEG VAR 10
88 | A043090020010098 | BOILER<>COAL PIPE & BEND<>BBD 4772<>CERAMIC LINED BEND<>60 DEG VAR 11
89 | A043090020010099 | BOILER<>COAL PIPE & BEND<>BBD 4772<>CERAMIC LINED BEND<>65 DEG VAR 12
90 | A043090020010100 | BOILER<>COAL PIPE & BEND<>BBD 4772<>CERAMIC LINED BEND<>70 DEG VAR 70
91 | A043090020010101 | BOILER<>COAL PIPE & BEND<>BBD 4772<>CERAMIC LINED BEND<>75 DEG VAR 14
92 | A043090020010102 | BOILER<>COAL PIPE & BEND<>BBD 4772<>CERAMIC LINED BEND<>90 DEG VAR 15
93 | A043090020010103 | BOILER<>COAL PIPE & BEND<>BBD 4772<>CERAMIC LINED BEND<>90 DEG VAR 16
94 | A043090020010104 | BOILER<>COAL PIPE & BEND<>BBD 4772<>CERAMIC LINED BEND<>70 DEG VAR 13
95 | A043090020010105 | BOILER<>COAL PIPE & BEND<>BBD 4772<>CERAMIC LINED BEND<>COMPLETE SET FUEL INLET ELBOW
96 | A043090020020002 | BOILER<>COAL PIPE & BEND<>BBD 4772<>COUPLING<>PIPE END FOR GROOVE COUPLING
97 | A043090020020003 | BOILER<>COAL PIPE & BEND<>BBD 4772<>COUPLING<>PIPE END FOR SLEEVE COUPLING
98 | A043090020020005 | BOILER<>COAL PIPE & BEND<>BBD 4772<>COUPLING<>RUBBER GASKET FOR GROOVE COUPLING 26 INCH
99 | A043090020020006 | BOILER<>COAL PIPE & BEND<>BBD 4772<>COUPLING<>RUBBER GASKET FOR SLEEVE COUPLING 22 INCH
100 | A043090020020008 | BOILER<>COAL PIPE & BEND<>BBD 4772<>COUPLING<>RUBBER GASKET FOR VICTOLIC COUPLING 22 INCH
101 | A043090020020010 | BOILER<>COAL PIPE & BEND<>BBD 4772<>COUPLING<>SLEEVE COUPLING 22 INCH FOR BBD 4772 COAL MILL
102 | A043090020020013 | BOILER<>COAL PIPE & BEND<>BBD 4772<>COUPLING<>VICTOLIC COUPLING 26 INCH
103 | A043090020020014 | BOILER<>COAL PIPE & BEND<>BBD 4772<>COUPLING<>RUBBER GKT FOR VICTOLIC COUPLING NEAR BURNER
104 | A043090020020015 | BOILER<>COAL PIPE & BEND<>BBD 4772<>COUPLING<>GROOVE COUPLING 22 INCH
105 | A043090020030001 | BOILER<>COAL PIPE & BEND<>BBD 4772<>ORIFICE<>MILL PIPE CERAMIC LINED ORIFICE ID 432 MM
106 | A043090020030002 | BOILER<>COAL PIPE & BEND<>BBD 4772<>ORIFICE<>MILL PIPE CERAMIC LINED ORIFICE ID 437 MM
107 | A043090020030003 | BOILER<>COAL PIPE & BEND<>BBD 4772<>ORIFICE<>MILL PIPE CERAMIC LINED ORIFICE ID 442 MM
108 | A043090020030004 | BOILER<>COAL PIPE & BEND<>BBD 4772<>ORIFICE<>MILL PIPE CERAMIC LINED ORIFICE ID 448 MM
109 | A043090020030005 | BOILER<>COAL PIPE & BEND<>BBD 4772<>ORIFICE<>MILL PIPE CERAMIC LINED ORIFICE ID 453 MM
110 | A043090020030006 | BOILER<>COAL PIPE & BEND<>BBD 4772<>ORIFICE<>MILL PIPE CERAMIC LINED ORIFICE ID 458 MM
111 | A043090020030007 | BOILER<>COAL PIPE & BEND<>BBD 4772<>ORIFICE<>MILL PIPE CERAMIC LINED ORIFICE ID 469 MM
112 | A043090020030008 | BOILER<>COAL PIPE & BEND<>BBD 4772<>ORIFICE<>MILL PIPE CERAMIC LINED ORIFICE ID 475 MM
113 | A043090020030009 | BOILER<>COAL PIPE & BEND<>BBD 4772<>ORIFICE<>MILL PIPE CERAMIC LINED ORIFICE ID 486 MM
114 | A043090020040001 | BOILER<>COAL PIPE & BEND<>BBD 4772<>PIPE<>FEED PIPE
115 | A043090020040002 | BOILER<>COAL PIPE & BEND<>BBD 4772<>PIPE<>FUEL PIPE, 558.8 MM OD X 15.88 MM
116 | A043090020040003 | BOILER<>COAL PIPE & BEND<>BBD 4772<>PIPE<>MILL INLET PIPE
117 | A043090020040004 | BOILER<>COAL PIPE & BEND<>BBD 4772<>PIPE<>FG-ERV-PIPE 559.9X12.70
118 | A043090020050001 | BOILER<>COAL PIPE & BEND<>BBD 4772<>CERAMIC LINED FIE<>L 1565
119 | A043090020050002 | BOILER<>COAL PIPE & BEND<>BBD 4772<>CERAMIC LINED FIE<>L 805
120 | A043090020050003 | BOILER<>COAL PIPE & BEND<>BBD 4772<>CERAMIC LINED FIE<>FIE SHORT
121 | A043090020050004 | BOILER<>COAL PIPE & BEND<>BBD 4772<>CERAMIC LINED FIE<>L 54 MM NO-1
122 | A043090020050005 | BOILER<>COAL PIPE & BEND<>BBD 4772<>CERAMIC LINED FIE<>L 810 MM NO-2
123 | A043090020060001 | BOILER<>COAL PIPE & BEND<>BBD 4772<>CERAMIC LINED PIECE<>Y PIECE
124 | A043090020060002 | BOILER<>COAL PIPE & BEND<>BBD 4772<>CERAMIC LINED PIECE<>T PIECE
125 | A043090020070001 | BOILER<>COAL PIPE & BEND<>BBD 4772<>CERAMIC LINED ST PIPE<>L 10566 MM DEG 1
126 | A043090020070002 | BOILER<>COAL PIPE & BEND<>BBD 4772<>CERAMIC LINED ST PIPE<>L 11276 MM DEG 2
127 | A043090020070003 | BOILER<>COAL PIPE & BEND<>BBD 4772<>CERAMIC LINED ST PIPE<>L 11986 MM DEG 3
128 | A043090020070004 | BOILER<>COAL PIPE & BEND<>BBD 4772<>CERAMIC LINED ST PIPE<>L 12106 MM DEG 4
129 | A043090020070005 | BOILER<>COAL PIPE & BEND<>BBD 4772<>CERAMIC LINED ST PIPE<>L 12696 MM DEG 5
130 | A043090020070006 | BOILER<>COAL PIPE & BEND<>BBD 4772<>CERAMIC LINED ST PIPE<>L 12816 MM DEG 6
131 | A043090020070007 | BOILER<>COAL PIPE & BEND<>BBD 4772<>CERAMIC LINED ST PIPE<>L 13406 MM 7
132 | A043090020070008 | BOILER<>COAL PIPE & BEND<>BBD 4772<>CERAMIC LINED ST PIPE<>L 13526 MM DEG 8
133 | A043090020070009 | BOILER<>COAL PIPE & BEND<>BBD 4772<>CERAMIC LINED ST PIPE<>L 14116 MM DEG 9
134 | A043090020070010 | BOILER<>COAL PIPE & BEND<>BBD 4772<>CERAMIC LINED ST PIPE<>L 14236 MM DEG 10
135 | A043090020080001 | BOILER<>COAL PIPE & BEND<>BBD 4772<>MILL BODY<>STUFFING BOX PROTECTING RING HALF
136 | A043090050010001 | BOILER<>COAL PIPE & BEND<>BHEL XRP 1043<>BEND<>CERAMIC LINED BEND 15 DEG
137 | A043090050010003 | BOILER<>COAL PIPE & BEND<>BHEL XRP 1043<>BEND<>CERAMIC LINED BEND 20 DEG
138 | A043090050010004 | BOILER<>COAL PIPE & BEND<>BHEL XRP 1043<>BEND<>CERAMIC LINED BEND 25 DEG
139 | A043090050010005 | BOILER<>COAL PIPE & BEND<>BHEL XRP 1043<>BEND<>CERAMIC LINED BEND 30 DEG
140 | A043090050010006 | BOILER<>COAL PIPE & BEND<>BHEL XRP 1043<>BEND<>CERAMIC LINED BEND 45 DEG
141 | A043090050010007 | BOILER<>COAL PIPE & BEND<>BHEL XRP 1043<>BEND<>CERAMIC LINED BEND 45 DEG ITEM NO 01
142 | A043090050010008 | BOILER<>COAL PIPE & BEND<>BHEL XRP 1043<>BEND<>CERAMIC LINED BEND 45 DEG ITEM NO 02
143 | A043090050010009 | BOILER<>COAL PIPE & BEND<>BHEL XRP 1043<>BEND<>CERAMIC LINED BEND 45 DEG ITEM NO 03
144 | A043090050010011 | BOILER<>COAL PIPE & BEND<>BHEL XRP 1043<>BEND<>CERAMIC LINED BEND 60 DEG
145 | A043090050010012 | BOILER<>COAL PIPE & BEND<>BHEL XRP 1043<>BEND<>CERAMIC LINED BEND 75 DEG
146 | A043090050010013 | BOILER<>COAL PIPE & BEND<>BHEL XRP 1043<>BEND<>CERAMIC LINED BEND 90 DEG ITEM NO 01
147 | A043090050010014 | BOILER<>COAL PIPE & BEND<>BHEL XRP 1043<>BEND<>CERAMIC LINED BEND 90 DEG ITEM NO 02
148 | A043090050010017 | BOILER<>COAL PIPE & BEND<>BHEL XRP 1043<>BEND<>CERAMIC LINED FUEL INLET ELBOW 45 DEG
149 | A043090050010018 | BOILER<>COAL PIPE & BEND<>BHEL XRP 1043<>BEND<>CERAMIC LINED FUEL INLET ELBOW LONG 90 DEG
150 | A043090050010019 | BOILER<>COAL PIPE & BEND<>BHEL XRP 1043<>BEND<>CERAMIC LINED FUEL INLET ELBOW SHORT 90 DEG
151 | A043090050010020 | BOILER<>COAL PIPE & BEND<>BHEL XRP 1043<>BEND<>CERAMIC LINED FUEL INLET LONG ELBOW
152 | A043090050010021 | BOILER<>COAL PIPE & BEND<>BHEL XRP 1043<>BEND<>CERAMIC LINED FUEL INLET SHORT ELBOW
153 | A043090050010022 | BOILER<>COAL PIPE & BEND<>BHEL XRP 1043<>BEND<>CERAMIC LINED MILL OUTLET ELBOW
154 | A043090050010023 | BOILER<>COAL PIPE & BEND<>BHEL XRP 1043<>BEND<>CERALIN LINED BEND 20 DEG
155 | A043090050010024 | BOILER<>COAL PIPE & BEND<>BHEL XRP 1043<>BEND<>CERALIN LINED BEND 25 DEG
156 | A043090050010025 | BOILER<>COAL PIPE & BEND<>BHEL XRP 1043<>BEND<>CERALIN LINED BEND 30 DEG
157 | A043090050010026 | BOILER<>COAL PIPE & BEND<>BHEL XRP 1043<>BEND<>CERALIN LINED BEND 35 DEG
158 | A043090050010027 | BOILER<>COAL PIPE & BEND<>BHEL XRP 1043<>BEND<>CERALIN LINED BEND 40 DEG, VAR 1
159 | A043090050010028 | BOILER<>COAL PIPE & BEND<>BHEL XRP 1043<>BEND<>CERALIN LINED BEND 40 DEG, VAR 2
160 | A043090050010029 | BOILER<>COAL PIPE & BEND<>BHEL XRP 1043<>BEND<>CERALIN LINED BEND 45 DEG, VAR 1
161 | A043090050010030 | BOILER<>COAL PIPE & BEND<>BHEL XRP 1043<>BEND<>CERALIN LINED BEND 45 DEG, VAR 2
162 | A043090050010031 | BOILER<>COAL PIPE & BEND<>BHEL XRP 1043<>BEND<>CERALIN LINED BEND 45 DEG, VAR 3
163 | A043090050010032 | BOILER<>COAL PIPE & BEND<>BHEL XRP 1043<>BEND<>CERALIN LINED BEND 45 DEG, VAR 4
164 | A043090050010033 | BOILER<>COAL PIPE & BEND<>BHEL XRP 1043<>BEND<>CERALIN LINED BEND 50 DEG
165 | A043090050010034 | BOILER<>COAL PIPE & BEND<>BHEL XRP 1043<>BEND<>CERALIN LINED BEND 55 DEG
166 | A043090050010035 | BOILER<>COAL PIPE & BEND<>BHEL XRP 1043<>BEND<>CERALIN LINED BEND 60 DEG
167 | A043090050010036 | BOILER<>COAL PIPE & BEND<>BHEL XRP 1043<>BEND<>CERALIN LINED BEND 65 DEG
168 | A043090050010037 | BOILER<>COAL PIPE & BEND<>BHEL XRP 1043<>BEND<>CERALIN LINED BEND 75 DEG
169 | A043090050010038 | BOILER<>COAL PIPE & BEND<>BHEL XRP 1043<>BEND<>CERALIN LINED BEND 90 DEG, VAR 1
170 | A043090050010039 | BOILER<>COAL PIPE & BEND<>BHEL XRP 1043<>BEND<>CERALIN LINED BEND 90 DEG, VAR 2
171 | A043090050010043 | BOILER<>COAL PIPE & BEND<>BHEL XRP 1043<>BEND<>CERAMIC LINED BEND 65 DEGREE
172 | A043090050020001 | BOILER<>COAL PIPE & BEND<>BHEL XRP 1043<>COUPLING<>GROOVE COUPLING 26 INCH
173 | A043090050020002 | BOILER<>COAL PIPE & BEND<>BHEL XRP 1043<>COUPLING<>PIPE END FOR GROOVE COUPLING
174 | A043090050020003 | BOILER<>COAL PIPE & BEND<>BHEL XRP 1043<>COUPLING<>PIPE END FOR SLEEVE COUPLING
175 | A043090050020005 | BOILER<>COAL PIPE & BEND<>BHEL XRP 1043<>COUPLING<>RUBBER GASKET FOR GROOVE COUPLING 26 INCH
176 | A043090050020007 | BOILER<>COAL PIPE & BEND<>BHEL XRP 1043<>COUPLING<>RUBBER GASKET FOR VICTOLIC COUPLING 26 INCH
177 | A043090050020008 | BOILER<>COAL PIPE & BEND<>BHEL XRP 1043<>COUPLING<>SLEEVE COUPLING 26 INCH
178 | A043090050020009 | BOILER<>COAL PIPE & BEND<>BHEL XRP 1043<>COUPLING<>VICTOLIC COUPLING 26 INCH
179 | A043090050020012 | BOILER<>COAL PIPE & BEND<>BHEL XRP 1043<>COUPLING<>MDV PIPE COUPLING
180 | A043090050020018 | BOILER<>COAL PIPE & BEND<>BHEL XRP 1043<>COUPLING<>SS HOSE 6.35MM1DX1000MM L
181 | A043090050030001 | BOILER<>COAL PIPE & BEND<>BHEL XRP 1043<>ORIFICE<>ORIFICE A 535
182 | A043090050030002 | BOILER<>COAL PIPE & BEND<>BHEL XRP 1043<>ORIFICE<>ORIFICE A 541
183 | A043090050030003 | BOILER<>COAL PIPE & BEND<>BHEL XRP 1043<>ORIFICE<>ORIFICE A 547
184 | A043090050030004 | BOILER<>COAL PIPE & BEND<>BHEL XRP 1043<>ORIFICE<>ORIFICE A 553
185 | A043090050030005 | BOILER<>COAL PIPE & BEND<>BHEL XRP 1043<>ORIFICE<>ORIFICE A 559
186 | A043090050030006 | BOILER<>COAL PIPE & BEND<>BHEL XRP 1043<>ORIFICE<>ORIFICE A 577
187 | A043090050030007 | BOILER<>COAL PIPE & BEND<>BHEL XRP 1043<>ORIFICE<>ORIFICE A 583
188 | A043090050030008 | BOILER<>COAL PIPE & BEND<>BHEL XRP 1043<>ORIFICE<>CERALIN LINED ORIFICE DIA 518
189 | A043090050030009 | BOILER<>COAL PIPE & BEND<>BHEL XRP 1043<>ORIFICE<>CERALIN LINED ORIFICE DIA 537
190 | A043090050030010 | BOILER<>COAL PIPE & BEND<>BHEL XRP 1043<>ORIFICE<>CERALIN LINED ORIFICE DIA 546
191 | A043090050030011 | BOILER<>COAL PIPE & BEND<>BHEL XRP 1043<>ORIFICE<>CERALIN LINED ORIFICE DIA 548
192 | A043090050030012 | BOILER<>COAL PIPE & BEND<>BHEL XRP 1043<>ORIFICE<>CERALIN LINED ORIFICE DIA 550
193 | A043090050030013 | BOILER<>COAL PIPE & BEND<>BHEL XRP 1043<>ORIFICE<>CERALIN LINED ORIFICE DIA 552
194 | A043090050030014 | BOILER<>COAL PIPE & BEND<>BHEL XRP 1043<>ORIFICE<>CERALIN LINED ORIFICE DIA 582
195 | A043090050030015 | BOILER<>COAL PIPE & BEND<>BHEL XRP 1043<>ORIFICE<>CERALIN LINED ORIFICE DIA 596
196 | A043090050030016 | BOILER<>COAL PIPE & BEND<>BHEL XRP 1043<>ORIFICE<>CERALIN LINED ORIFICE DIA 605
197 | A043090050030017 | BOILER<>COAL PIPE & BEND<>BHEL XRP 1043<>ORIFICE<>CERALIN LINED ORIFICE DIA 612
198 | A043090050030018 | BOILER<>COAL PIPE & BEND<>BHEL XRP 1043<>ORIFICE<>CERALIN LINED ORIFICE DIA 642
199 | A043090050030019 | BOILER<>COAL PIPE & BEND<>BHEL XRP 1043<>ORIFICE<>CERALIN LINED ORIFICE DIA 542
200 | A043090050040001 | BOILER<>COAL PIPE & BEND<>BHEL XRP 1043<>PIPE<>FEED PIPE FOR XRP 1043 COAL MILL
201 | A043090050040002 | BOILER<>COAL PIPE & BEND<>BHEL XRP 1043<>PIPE<>FUEL PIPE FOR XRP 1043 COAL MILL, 660 MM O.D. X 12.5 MM
202 | A043090050040003 | BOILER<>COAL PIPE & BEND<>BHEL XRP 1043<>PIPE<>MILL INLET PIPE FOR XRP 1043 COAL MILL
203 | A043090050040004 | BOILER<>COAL PIPE & BEND<>BHEL XRP 1043<>PIPE<>FABRICATED PATCHES 200 X 200 X 12 MM
204 | A043090050040005 | BOILER<>COAL PIPE & BEND<>BHEL XRP 1043<>PIPE<>FUEL PIPE FOR XRP 1043 COAL MILL, 711.2 MM O.D. X 12.7 MM
205 | A043090050040006 | BOILER<>COAL PIPE & BEND<>BHEL XRP 1043<>PIPE<>PIPE COLLAR, 28 INCHES
206 | A043090050050001 | BOILER<>COAL PIPE & BEND<>BHEL XRP 1043<>CERAMIC LINED BEND<>CERAMIC MOE VAR 20
207 | A043090050050002 | BOILER<>COAL PIPE & BEND<>BHEL XRP 1043<>CERAMIC LINED BEND<> CER LND BND 20 DEG U=100 D=685 R=1400
208 | A043090050050003 | BOILER<>COAL PIPE & BEND<>BHEL XRP 1043<>CERAMIC LINED BEND<> CER LND BND 25 DEG U=100 D=685 R=1400
209 | A043090050050004 | BOILER<>COAL PIPE & BEND<>BHEL XRP 1043<>CERAMIC LINED BEND<> CER LND BND 30 DEG U=100 D=1400 R=1400
210 | A043090050050005 | BOILER<>COAL PIPE & BEND<>BHEL XRP 1043<>CERAMIC LINED BEND<> CER LND BND 35 DEG U=100 D=1400 R=1400
211 | A043090050050006 | BOILER<>COAL PIPE & BEND<>BHEL XRP 1043<>CERAMIC LINED BEND<> CER LND BND 40 DEG U=100 D=1400 R=1400
212 | A043090050050007 | BOILER<>COAL PIPE & BEND<>BHEL XRP 1043<>CERAMIC LINED BEND<> CER LND BND 45 DEG U=100 D=1400 R=1400/V1
213 | A043090050050008 | BOILER<>COAL PIPE & BEND<>BHEL XRP 1043<>CERAMIC LINED BEND<> CER LND BND 45 DEG U=100 D=1400 R=1400/V2
214 | A043090050050009 | BOILER<>COAL PIPE & BEND<>BHEL XRP 1043<>CERAMIC LINED BEND<> CER LND BND 45 DEG U=100 D=1499 R=1400
215 | A043090050050010 | BOILER<>COAL PIPE & BEND<>BHEL XRP 1043<>CERAMIC LINED BEND<> CER LND BND 45 DEG U=100 D=487 R=685
216 | A043090050050011 | BOILER<>COAL PIPE & BEND<>BHEL XRP 1043<>CERAMIC LINED BEND<> CER LND BND 50 DEG U=100 D=1400 R=1400
217 | A043090050050012 | BOILER<>COAL PIPE & BEND<>BHEL XRP 1043<>CERAMIC LINED BEND<> CER LND BND 55 DEG U=100 D=1400 R=1400
218 | A043090050050013 | BOILER<>COAL PIPE & BEND<>BHEL XRP 1043<>CERAMIC LINED BEND<> CER LND BND 60 DEG U=100 D=1400 R=1400
219 | A043090050050014 | BOILER<>COAL PIPE & BEND<>BHEL XRP 1043<>CERAMIC LINED BEND<> CER LND BND 65 DEG U=100 D=1400 R=1400
220 | A043090050050015 | BOILER<>COAL PIPE & BEND<>BHEL XRP 1043<>CERAMIC LINED BEND<> CER LND BND 75 DEG U=100 D=1400 R=1400
221 | A043090050050016 | BOILER<>COAL PIPE & BEND<>BHEL XRP 1043<>CERAMIC LINED BEND<> CER LND BND 90 DEG U=100 D=1400 R=1400
222 | A043090050050017 | BOILER<>COAL PIPE & BEND<>BHEL XRP 1043<>CERAMIC LINED BEND<> CERAMIC LINED FIE U=100 D=1160 R=685
223 | A043090050050018 | BOILER<>COAL PIPE & BEND<>BHEL XRP 1043<>CERAMIC LINED BEND<> CERAMIC LINED FIE U=100 D=2085 R=685
224 | A043090050050019 | BOILER<>COAL PIPE & BEND<>BHEL XRP 1043<>CERAMIC LINED BEND<> CERAMIC LINED FIE U=100 D=235 R=685
225 | A043090050050020 | BOILER<>COAL PIPE & BEND<>BHEL XRP 1043<>CERAMIC LINED BEND<> CERAMIC LINED FIE U=200 D=235 R=685
226 | A043090050050021 | BOILER<>COAL PIPE & BEND<>BHEL XRP 1043<>CERAMIC LINED BEND<> CERAMIC LINED MOE U=100 D=1243 R=1400
227 | A043090050050022 | BOILER<>COAL PIPE & BEND<>BHEL XRP 1043<>CERAMIC LINED BEND<> CERAMIC LINED MOE U=100 D=1400 R=1400
228 | A043090050050023 | BOILER<>COAL PIPE & BEND<>BHEL XRP 1043<>CERAMIC LINED BEND<> CERAMIC LINED MOE U=100 D=1787 R=1400

## 35
SAFETY VALVE & ISOLATING VALVE AND SPARES
APPROVED VENDORS:
1) GE POWER INDIA LTD (VID: 50089)
2) BHARAT HEAVY ELECTRICALS LIMITED (VID: 50226)
3) SHRI IYYAPPA INDUSTRIES (VID : 51467)
4) L&T- MHI POWER BOILERS PRIVATE LIMITED (VID:55690)
5) KOSO INDIA PRIVATE LIMITED (VID:50733)
SN | ITEM CODE | ITEM DESCRIPTION
1 | A075330250010017 | VALVE<>SAFETY<>CLASS 1786 WD FAS<>6 inch X 8 inch<>SPRING ADJUSTER
2 | A066020040020001 | VALVE WITH ACTUATOR<>CV MOTORIZED<>CLASS 2500<>SIZE 200 NB<>VALVE AND ACTUATOR ASSY
3 | A066020040040003 | VALVE WITH ACTUATOR<>CV MOTORIZED<>CLASS 2500<>100 NB<>VALVE ASSY MO, ENDS BUTT WELD, CAS / SS
4 | A066050020010001 | VALVE WITH ACTUATOR<>ON / OFF MOTORIZED<>CLASS 1500 GLOBE<>65 NB<>COMPLETE VALVE ASSLY WITH ROTORK ACTUATOR
5 | A066050020010002 | VALVE WITH ACTUATOR<>ON / OFF MOTORISED<>CLASS 1500 GLOBE<>65 NB<>65 NB RGV 1500 WCB MOT BW
6 | A066050090010001 | VALVE WITH ACTUATOR<>ON / OFF MOTORIZED<>CLASS 2500 GLOBE<>50 NB<>VALVE ASSEMBLY WITH ELECTRIC DRIVE
7 | A066050100010001 | VALVE WITH ACTUATOR<>ON / OFF MOTORISED<>CLASS 3500 GATE ,WC9<>80 NB<>COMPLETE VALVE ASSLY WITH ACTUATOR
8 | A066060020010001 | VALVE WITH ACTUATOR<>REG MOTORIZED<>CLASS 2000, A105<>40 NB<>VALVE ASSY WITH SW END TANGLE 90DEG 1''
9 | A066060030020001 | VALVE WITH ACTUATOR<>REG MOTORIZED<>CLASS 3500 , WC9<>80 NB<>VALVE ASSY WITH ACTUATOR BW END
10 | A066080010010001 | VALVE WITH ACTUATOR<>BLOW DOWN<>CLASS 2000 A105<>NB 40 SW MOTORIZED<>COMPLETE VALVE ASSEMBLY
11 | A066090010010001 | VALVE WITH ACTUATOR<>GATE<>CLASS 1500 CCS<>NB 150 BW MOTORIZED<>COMPLETE VALVE ASSEMBLY
12 | A066090020010001 | VALVE WITH ACTUATOR<>GATE<>CLASS 1500SPL WCB<>NB 100 BW MOTORIZED<>COMPLETE VALVE ASSEMBLY
13 | A066090040010001 | VALVE WITH ACTUATOR<>GATE<>CLASS 2750SPL CAS<>NB 200 BW MOTORIZED<>COMPLETE VALVE ASSEMBLY
14 | A066090050010001 | VALVE WITH ACTUATOR<>GATE<>CLASS 3500 WC9<>NB 80 BW MOTORIZED<>COMPLETE VALVE ASSEMBLY
15 | A066100010010001 | VALVE WITH ACTUATOR<>GLOBE<>CLASS 1500SPL WCB<>NB 65 BW MOTORIZED<>COMPLETE VALVE ASSEMBLY
16 | A075070040010001 | VALVE<>CHECK SWING<>CLASS 600<>200 NB<>COMPLETE NRV ASSY
17 | A075170140020009 | VALVE<>GATE RISING SPINDLE<>CLASS 2500 WC9 CAS<>100 NB<>VALVE ASSY MOTORISED BW
18 | A075170140030006 | VALVE<>GATE RISING SPINDLE<>CLASS 2500 WC9 CAS<>125 NB<>VALVE ASSY MAN BW
19 | A075170140030009 | VALVE<>GATE RISING SPINDLE<>CLASS 2500 WC9 CAS<>125 NB<>VALVE ASSY MOTORISED BW
20 | A075170140100031 | VALVE<>GATE RISING SPINDLE<>CLASS 2500 WC9 CAS<>300 NB<>VALVE SPINDLE & BUSH
21 | A075170210100005 | VALVE<>GATE RISING SPINDLE<>MODEL / TYPE / CLASS: CLASS 800 WCB CAST STEEL< >SIZE: 50 NB<>COMPLETE VALVE ASSEMBLY MANUAL FL
22 | A075170230010001 | VALVE<>GATE RISING SPINDLE<>MODEL / TYPE / CLASS: FLANGE ENDED<>SIZE: 100 NB<>COMPLETE VALVE ASSEMBLY MANUAL
23 | A075170380060001 | VALVE<>GATE RISING SPINDLE<>CLASS 1500 WCB CS<>65 NB<>VALVE ASSY MOTORISED BW
24 | A075170390010001 | VALVE<>GTE RISING SPINDLE<>CLSS 1500 WCC CS<>250 NB<>VLVE SSLY BW MOTORISED
25 | A075170400010001 | VALVE<>GATE RISING SPINDLE<>CLASS 2500 WCC<>125 NB<>COMPLETE VALVE ASSEMBLY
26 | A075170400050002 | VALVE<>GATE RISING SPINDLE<>CLASS 2500 WCC<>150 NB<>VALVE ASSY MANUAL BW
27 | A075190150020001 | VALVE<>GLOBE<>MODEL / TYPE / CLASS: 1500<>SIZE: 25 MM<>COMPLETE VALVE ASSEMBLY
28 | A075190160030008 | VALVE<>GLOBE<>MODEL / TYPE / CLASS: 1500 F22 FORGED ALLOY STEEL<>SIZE: 15 NB<>COMPLETE VALVE ASSEMBLY RISING SPINDLE MANUAL SW
29 | A075190160050008 | VALVE<>GLOBE<>MODEL / TYPE / CLASS: 1500 F22 FORGED ALLOY STEEL<>SIZE: 20 NB<>COMPLETE VALVE ASSEMBLY RISING SPINDLE MANUAL SW
30 | A075190160070008 | VALVE<>GLOBE<>MODEL / TYPE / CLASS: 1500 F22 FORGED ALLOY STEEL<>SIZE: 25 NB<>COMPLETE VALVE ASSEMBLY RISING SPINDLE MANUAL SW
31 | A075190160070029 | VALVE<>GLOBE<>CLASS 1500 F22 FAS<>25 NB<>VALVE ASSY RISING SPINDLE MOTORISED SW
32 | A075190160100008 | VALVE<>GLOBE<>MODEL / TYPE / CLASS: 1500 F22 FORGED ALLOY STEEL<>SIZE: 40 NB<>COMPLETE VALVE ASSEMBLY RISING SPINDLE MANUAL SW
33 | A075190160110008 | VALVE<>GLOBE<>CLASS 1500 F22 FAS<>50 NB<>VALVE ASSY RISING SPINDLE MAN SW
34 | A075190160110011 | VALVE<>GLOBE<>MODEL / TYPE / CLASS: 1500 F22 FORGED ALLOY STEEL<>SIZE: 50 NB<>COMPLETE VALVE ASSEMBLY RISING SPINDLE MOTORISED SW
35 | A075190190030008 | VALVE<>GLOBE<>MODEL / TYPE / CLASS: 2500 F 22 FORGED ALLOY STEEL<>SIZE: 15 NB<>COMPLETE VALVE ASSEMBLY RISING SPINDLE MANUAL SW
36 | A075190190050008 | VALVE<>GLOBE<>MODEL / TYPE / CLASS: 2500 F 22 FORGED ALLOY STEEL<>SIZE: 20 NB<>COMPLETE VALVE ASSEMBLY RISING SPINDLE MANUAL SW
37 | A075190190070008 | VALVE<>GLOBE<>MODEL / TYPE / CLASS: 2500 F 22 FORGED ALLOY STEEL<>SIZE: 25 NB<>COMPLETE VALVE ASSEMBLY RISING SPINDLE MANUAL SW
38 | A075190190090024 | VALVE<>GLOBE<>CLASS 2500 F 22 FAS<>SIZE 300 NB<>STEM A 479-410-1
39 | A075190190100008 | VALVE<>GLOBE<>CLASS 2500 F 22 FAS<>40 NB<>VALVE ASSY RISING SPINDLE MAN SW
40 | A075190190100011 | VALVE<>GLOBE<>MODEL / TYPE / CLASS: 2500 F 22 FORGED ALLOY STEEL<>SIZE: 40 NB<>COMPLETE VALVE ASSEMBLY RISING SPINDLE MOTORISED SW
41 | A07519019010008 | VALVE<>GLOBE<>MODEL / TYPE / CLASS: 2500 F 22 FORGED ALLOY STEEL<>SIZE: 40 NB<>COMPLETE VALVE ASSEMBLY RISING SPINDLE MANUAL SW
42 | A075190190110008 | VALVE<>GLOBE<>MODEL / TYPE / CLASS: 2500 F 22 FORGED ALLOY STEEL<>SIZE: 50 NB<>COMPLETE VALVE ASSEMBLY RISING SPINDLE MANUAL SW
43 | A075190190110009 | VALVE<>GLOBE<>MODEL / TYPE / CLASS: 2500 F 22 FORGED ALLOY STEEL<>SIZE: 50 NB<>COMPLETE VALVE ASSEMBLY RISING SPINDLE MOTORISED BW
44 | A075190190120008 | VALVE<>GLOBE<>MODEL / TYPE / CLASS: 2500 F 22 FORGED ALLOY STEEL<>SIZE: 65 NB<>COMPLETE VALVE ASSEMBLY RISING SPINDLE MANUAL SW
45 | A075190200010006 | VALVE<>GLOBE<>CLASS 2500 WC9 CAS<>100 NB<>VALVE ASSY RISING SPINDLE MAN BW
46 | A075190200010009 | VALVE<>GLOBE<>CLASS 2500 WC9 CAS<>100 NB<>VALVE ASSY RISING SPINDLE MOTORISED BW
47 | A075190200110006 | VALVE<>GLOBE<>CLASS 2500 WC9 CAS<>50 NB<>VALVE ASSY RISING SPINDLE MAN BW
48 | A075190200120006 | VALVE<>GLOBE<>CLASS 2500 WC9 CAS<>65 NB<>VALVE ASSY RISING SPINDLE MAN BW
49 | A075190210010007 | VALVE<>GLOBE<>CLASS 2500 WCB CS<>100 NB<>VALVE ASSY RISING SPINDLE MAN BW
50 | A075190210120007 | VALVE<>GLOBE<>CLASS 2500 WCB CS<>65 NB<>VALVE ASSY RISING SPINDLE MAN BW
51 | A075190210120010 | VALVE<>GLOBE<>CLASS 2500 WCB CS<>65 NB<>VALVE ASSY RISING SPINDLE MOTORISED BW
52 | A075190350040001 | VALVE<>GLOBE<>CLASS 2500 FAS<>25 NB<>VALVE ASSY
53 | A075190350050001 | VALVE<>GLOBE<>CLASS 2500 FAS<>15 NB<>VALVE ASSY
54 | A075190420010001 | VALVE<>GLOBE<>CLASS 1500 A105 FORGED CS<>25 NB<>VALVE ASSY RISING SPINDLE MAN SW
55 | A075190420020001 | VALVE<>GLOBE<>CLASS 1500 A105 FORGED CS<>40 NB<>VALVE ASSY RISING SPINDLE MAN SW
56 | A075190420040002 | VALVE<>GLOBE<>CLASS 1500 A105 FORGED CS<>15 NB<>VALVE ASSY, RISING SPINDLE, MOTORISED OP
57 | A075190430010001 | VALVE<>GLOBE<>MODEL / TYPE / CLASS: 1500 ASME SA 105 / SOCKET WELD /HAND OPERATED<>SIZE: NB/INCH : 40/1 1/2"<> COMPLETE VALVE
58 | A075190430020001 | VALVE<>GLOBE<>CLASS 1500 ASME SA 105 / SW / HAND OP<>NB 15<>VALVE
59 | A075190470020001 | VALVE<>GLOBE<>CLASS 2500 ASME SA 105 / SW / HAND OP<>25 NB<>COMPLETE VALVE ASSY
60 | A075190470030001 | VALVE<>GLOBE<>CLASS 2500 ASME SA 105 / SW / HAND OP<>40 NB<>COMPLETE VALVE ASSY
61 | A075190470040001 | VALVE<>GLOBE<>CLASS 2500 ASME SA 105 / SW / HAND OP<>50 NB<>COMPLETE VALVE ASSY
62 | A075190530010001 | VALVE<>GLOBE<>CLASS 2500 FSS<>10 NB<>VALVE ASSY, MAN, SW
63 | A075190550010001 | VALVE<>GLOBE<>CLASS 2500 F 304 / SW / REGU MANUAL OP<>NB / INCH 10 / 3 / 8<>VALVE ASSY
64 | A075190580010001 | VALVE<>GLOBE<>CLASS 800 A105<>2''<>VALVE ASSY SW, HAND OP
65 | A075190580020001 | VALVE<>GLOBE<>CLASS 800 A105<>1 / 2 INCH<>COMPLETE ASSY
66 | A075190580030001 | VALVE<>GLOBE<>CLASS 800 A105<>1 INCH<>COMPLETE ASSY
67 | A075190600010001 | VALVE<>GLOBE<>CLASS 800 BWE IBR MOC-A 105 / TRIM-SS410 / HAND OP<>NB 15 MM<>VALVE ASSY
68 | A075190600020001 | VALVE<>GLOBE<>CLASS 800 BWE IBR MOC-A 105 / TRIM-SS410 / HAND OP<>NB 25 MM<> VALVE ASSY
69 | A075190600030001 | VALVE<>GLOBE<>CLASS 800 BWE IBR MOC-A 105 / TRIM-SS410 / HAND OP<>NB 40 MM<>VALVE ASSY
70 | A075190620030006 | VALVE<>GLOBE<>CLASS 1500 WCB<>100 NB<>VALVE ASSLY
71 | A075190620040003 | VALVE<>GLOBE<>CLASS 1500 WCB<>65 NB<>VALVE ASSY, RISING SPINDLE, WITHOUT ACTU
72 | A075190640030014 | VALVE<>GLOBE<>CLASS 2500 WCB<>NB 80<>80NB VALVE ASSY, RISING SPINDLE, MAN,SW
73 | A075190690010005 | VALVE<>GLOBE<>CLASS 1500 BW GLOBE BHEL<>2.5" / 65 NB<>VALVE ASSY
74 | A075190850010001 | VALVE<>GLOBE<>CLASS 3000 SPL F22 SW HW<>1 / 2 INCH<>COMPLETE VALVE ASSY
75 | A075190850020001 | VALVE<>GLOBE<>CLASS 3000 SPL F22 SW HW<>1 INCH<>COMPLETE VALVE ASSY
76 | A075190850030001 | VALVE<>GLOBE<>CLASS 3000 SPL F22 SW HW<>2 INCH<>COMPLETE VALVE ASSY
77 | A075190850040001 | VALVE<>GLOBE<>CLASS 3000 SPL F22 SW HW<>1.5 INCH<>COMPLETE VALVE ASSEMBLY
78 | A075190850050001 | VALVE<>GLOBE<>CLASS 3000 SPL F22 SW HW<>2.5 INCH<>COMPLETE VALVE ASSEMBLY
79 | A075190850060001 | VALVE<>GLOBE<>CLASS 3000 SPL F22 SW HW<>3 / 4 INCH<>COMPLETE VALVE ASSEMBLY
80 | A075190860090001 | VALVE<>GLOBE<>CLASS 2500<>SIZE 80 MM<>ASTM A 182 GRADE F22 VALVE ASSLY
81 | A075191000020001 | VALVE<>GLOBE<>CLASS 1500 F22<>NB 15 SW HAND OPERATED<>COMPLETE VALVE ASSEMBLY
82 | A075191000030001 | VALVE<>GLOBE<>CLASS 1500 F22<>NB 40 SW HAND OPERATED<>COMPLETE VALVE ASSEMBLY
83 | A075191070010002 | VALVE<>GLOBE<>CLASS 4500<>SIZE 25MM<>ASTM A 182 GRADE F91
84 | A075191070020001 | VALVE<>GLOBE<>CLASS 4500<>SIZE 40MM<>ASTM A 182 GRADE F91
85 | A075191070040001 | VALVE<>GLOBE<>CLASS 4500<>SIZE 50MM<>ASTM A 182 GRADE F91
86 | A075191070060001 | VALVE<>GLOBE<>CLASS 4500<>SIZE 75 MM<>ASTM A 182 GRADE F91
87 | A075191110010003 | VALVE<>GLOBE<>CLASS 1500 A 182 F316H<>25 NB<>COMPLETE VALVE ASSEMBLY
88 | A075191120010003 | VALVE<>GLOBE<>CLASS 1500 A 182 F91<>50 NB<>COMPLETE VALVE ASSEMBLY
89 | A075191130010003 | VALVE<>GLOBE<>CLASS 1500 SA 105<>25 NB<>COMPLETE VALVE ASSEMBLY
90 | A075191140010003 | VALVE<>GLOBE<>CLASS 1500 SA 182 F22<>25 NB<>COMPLETE VALVE ASSEMBLY
91 | A075191140020003 | VALVE<>GLOBE<>CLASS 1500 SA 182 F22<>50 NB<>COMPLETE VALVE ASSEMBLY
92 | A075191150010003 | VALVE<>GLOBE<>CLASS 1500 SA 182 F91<>25 NB<>COMPLETE VALVE ASSEMBLY
93 | A075191160010003 | VALVE<>GLOBE<>CLASS 2500 SPL SA 105<>25 NB<>COMPLETE VALVE ASSEMBLY
94 | A075191160020002 | VALVE<>GLOBE<>CLASS 2500 SPL SA 105<>50 NB<>BONNET
95 | A075191160020003 | VALVE<>GLOBE<>CLASS 2500 SPL SA 105<>50 NB<>COMPLETE VALVE ASSEMBLY
96 | A075191160030001 | VALVE<>GLOBE<>CLASS 2500 SPL SA 105<>1/2 INCH NB<>COMPLETE VALVE ASSEMBLY
97 | A075191160040003 | VALVE<>GLOBE<>CLASS 2500 SPL SA 105<>50 NB<>VALVE ASSY, RISING SPINDLE, MAN, SW
98 | A075191190010003 | VALVE<>GLOBE<>CLASS 2500 SA 105<>25 NB<>COMPLETE VALVE ASSEMBLY
99 | A075191200010002 | VALVE<>GLOBE<>CLASS 2500 SA 182 F22<>25 NB<>COMPLETE VALVE ASSEMBLY
100 | A075191200020003 | VALVE<>GLOBE<>CLASS 2500 SA 182 F22<>50 NB<>COMPLETE VALVE ASSEMBLY
101 | A075191210010003 | VALVE<>GLOBE<>CLASS 2650 SPL SA 105<>25 NB<>COMPLETE VALVE ASSEMBLY
102 | A075191210020003 | VALVE<>GLOBE<>CLASS 2650 SPL SA 105<>50 NB<>COMPLETE VALVE ASSEMBLY
103 | A075191250020001 | VALVE<>GLOBE<>CLASS 2500 SPL<>50 NB<>COMPLETE VALVE ASSEMBLY
104 | A075191390010001 | VALVE<>GLOBE<>CLASS 3000<>1 .5 INCH<>COMPLETE VALVE ASSEMBLY MOTORIZED F22 SW
105 | A075191390020001 | VALVE<>GLOBE<>CLASS 3000<>1 / 2 INCH<>COMPLETE VALVE ASSEMBLY MOTORIZED F22 SW
106 | A075191390030001 | VALVE<>GLOBE<>CLASS 3000<>1 INCH<>COMPLETE VALVE ASSEMBLY MOTORIZED F22 SW
107 | A075191390040001 | VALVE<>GLOBE<>CLASS 3000<>2 INCH<>COMPLETE VALVE ASSEMBLY MOTORIZED F22 SW
108 | A075191390050001 | VALVE<>GLOBE<>CLASS 3000<>2.5 INCH<>COMPLETE VALVE ASSEMBLY MOTORIZED F22 SW
109 | A075191390060001 | VALVE<>GLOBE<>CLASS 3000<>3 / 4 INCH<>COMPLETE VALVE ASSEMBLY MOTORIZED F22 SW
110 | A075191410010001 | VALVE<>GLOBE<>CLASS 2500 F22<>NB / INCH 20/3/4 SW HAND OPERATED<>COMPLETE VALVE ASSEMBLY
111 | A075191410020001 | VALVE<>GLOBE<>CLASS 2500 F22<>NB 40 SW HAND OPERATED<>COMPLETE VALVE ASSEMBLY
112 | A075191420010001 | VALVE<>GLOBE<>CLASS 3000SPL A105<>NB 25 SW HAND OPERATED<>COMPLETE VALVE ASSEMBLY
113 | A075191430010001 | VALVE<>GLOBE<>CLASS 3000SPL F316<>NB / INCH 10 / 3 / 8 SW HAND OPERATED<>COMPLETE VALVE ASSEMBLY
114 | A075191460010001 | VALVE<>GLOBE<>CLASS 2500 SPL SA 182 F22<>50 NB<>COMPLETE VALVE ASSEMBLY MANUAL OP
115 | A075191470010001 | VALVE<>GLOBE<>CLASS 2500 SPL SA 182 F12<>25 NB<>25NB GLB VLV CL2500SPL A182F12 COMP ASY
116 | A075200160010002 | VALVE<>NON-RETURN<>CLASS 1500<>200 MM<>VALVE ASSY
117 | A075200190010007 | VALVE<>NON-RETURN<>CLASS 2500 SPL WCB<>450 NB<>COMPLETE ASSEMBLY
118 | A075220080020004 | VALVE<>NON-RETURN FLAP<>CLASS 2500 WCB CS SWING CHECK<>125 NB<>VALVE ASSY
119 | A075220210010001 | VALVE<>NON-RETURN FLP<>CLSS 1500 WCC CS SWING CHECK<>250 NB<>VLVE SSLY BW
120 | A075220230010001 | VALVE<>NON-RETURN FLAP<>CLASS 2500 WCC<>150 NB<>COMPLETE VALVE ASSEMBLY
121 | A075230150010001 | VALVE<>NON-RETURN PISTON LIFT<> CLASS 2500 WC9 CAS<>65 NB<>COMPLETE VALVE ASSY
122 | A075330060010001 | VALVE<>SAFETY<>CLASS 1739 WD<>2.5 inch X 6 inch<>ADJUSTING RING LOWER
123 | A075330060010005 | VALVE<>SAFETY<>CLASS 1739 WD<>2.5 INCH X 6 INCH<>VALVE ASSY
124 | A075330060010008 | VALVE<>SAFETY<>CLASS 1739 WD<>2.5 inch X 6 inch<>DISC
125 | A075330060010011 | VALVE<>SAFETY<>CLASS 1739 WD<>2.5 inch X 6 inch<>DISC HOLDER
126 | A075330060010015 | VALVE<>SAFETY<>CLASS 1739 WD<>2.5 inch X 6 inch<>OVER-LAP COLLAR
127 | A075330060010017 | VALVE<>SAFETY<>CLASS 1739 WD<>2.5 inch X 6 inch<>SPINDLE
128 | A075330070010001 | VALVE<>SAFETY<>MODEL / TYPE / CLASS: 1740 WD<>SIZE: 3" X 6"<>ADJUSTING RING LOWER
129 | A075330070010002 | VALVE<>SAFETY<>MODEL / TYPE / CLASS: 1740 WD<>SIZE: 3" X 6"<>ADJUSTING RING PIN LOWER
130 | A075330070010004 | VALVE<>SAFETY<>MODEL / TYPE / CLASS: 1740 WD<>SIZE: 3" X 6"<>ADJUSTING RING UPPER
131 | A075330070010008 | VALVE<>SAFETY<>MODEL / TYPE / CLASS: 1740 WD<>SIZE: 3" X 6"<>DISC
132 | A075330070010009 | VALVE<>SAFETY<>MODEL / TYPE / CLASS: 1740 WD<>SIZE: 3" X 6"<>DISC COLLAR
133 | A075330070010012 | VALVE<>SAFETY<>MODEL / TYPE / CLASS: 1740 WD<>SIZE: 3" X 6"<>GUIDE
134 | A075330070010013 | VALVE<>SAFETY<>MODEL / TYPE / CLASS: 1740 WD<>SIZE: 3" X 6"<>LIFT STOP
135 | A075330070010015 | VALVE<>SAFETY<>MODEL / TYPE / CLASS: 1740 WD<>SIZE: 3" X 6"<>OVER-LAP COLLAR
136 | A075330070010017 | VALVE<>SAFETY<>MODEL / TYPE / CLASS: 1740 WD<>SIZE: 3" X 6"<>SPINDLE
137 | A075330080010002 | VALVE<>SAFETY<>MODEL / TYPE / CLASS: 1740 WD / WB<>SIZE: 3" X 6"<>COMPRESSION SCREW
138 | A075330080010003 | VALVE<>SAFETY<>CLASS 1750 WB<>3 inch X 6 inch<>COVER PLATE
139 | A075330080010004 | VALVE<>SAFETY<>CLASS 1740 WD / WB<>3 inch X 6 inch<>DISC
140 | A075330080010007 | VALVE<>SAFETY<>CLASS 1740 WD / WB<>3 inch X 6 inch<>DISC HOLDER
141 | A075330080010009 | VALVE<>SAFETY<>MODEL / TYPE / CLASS: 1740 WD / WB<>SIZE: 3" X 6"<>LIFT STOP
142 | A075330080010010 | VALVE<>SAFETY<>MODEL / TYPE / CLASS: 1740 WD / WB<>SIZE: 3" X 6"<>LIFT STOP COTTER PIN
143 | A075330080010013 | VALVE<>SAFETY<>CLASS 1740 WD / WB<>3 inch X 6 inch<>LOWER ADJUSTING RING
144 | A075330080010020 | VALVE<>SAFETY<>CLASS 1740 WD / WB<>3 inch X 6 inch<>COVER PLATE
145 | A075330080010021 | VALVE<>SAFETY<>MODEL / TYPE / CLASS: 1740 WD / WB<>SIZE: 3" X 6"<>SPRING ADJUSTOR LOCK NUT
146 | A075330080010022 | VALVE<>SAFETY<>MODEL / TYPE / CLASS: 1740 WD / WB<>SIZE: 3" X 6"<>TOP PLATE
147 | A075330110010001 | VALVE<>SAFETY<>CLASS 1749 WB<>3 INCH X 6 INCH<>VALVE ASSY
148 | A075330130010002 | VALVE<>SAFETY<>MODEL / TYPE / CLASS: 1750 WB<>SIZE: 3" X 6"<>COMPRESSION SCREW
149 | A075330130010003 | VALVE<>SAFETY<>CLASS 1740 WD / WB<>3 inch X 6 inch<>SPRING ADJUSTOR
150 | A075330130010004 | VALVE<>SAFETY<>MODEL / TYPE / CLASS: 1750 WB<>SIZE: 3" X 6"<>DISC
151 | A075330130010005 | VALVE<>SAFETY<>MODEL / TYPE / CLASS: 1750 WB<>SIZE: 3" X 6"<>DISC COLLAR
152 | A075330130010007 | VALVE<>SAFETY<>MODEL / TYPE / CLASS: 1750 WB<>SIZE: 3" X 6"<>DISC HOLDER
153 | A075330130010008 | VALVE<>SAFETY<>CLASS 1750 WB<>3" X 6"<>GUIDE
154 | A075330130010009 | VALVE<>SAFETY<>MODEL / TYPE / CLASS: 1750 WB<>SIZE: 3" X 6"<>LIFT STOP
155 | A075330130010013 | VALVE<>SAFETY<>MODEL / TYPE / CLASS: 1750 WB<>SIZE: 3" X 6"<>LOWER ADJUSTING RING
156 | A075330130010014 | VALVE<>SAFETY<>MODEL / TYPE / CLASS: 1750 WB<>SIZE: 3" X 6"<>LOWER ADJUSTING RING PIN
157 | A075330130010016 | VALVE<>SAFETY<>MODEL / TYPE / CLASS: 1750 WB<>SIZE: 3" X 6"<>OVERLAP COLLAR
158 | A075330130010017 | VALVE<>SAFETY<>MODEL / TYPE / CLASS: 1750 WB<>SIZE: 3" X 6"<>OVERLAP COLLAR COTTER PIN
159 | A075330130010018 | VALVE<>SAFETY<>MODEL / TYPE / CLASS: 1750 WB<>SIZE: 3" X 6"<>SPINDLE
160 | A075330130010020 | VALVE<>SAFETY<>CLASS 1750 WB<>3 inch X 6 inch<>SPRING ADJUSTOR
161 | A075330130010021 | VALVE<>SAFETY<>MODEL / TYPE / CLASS: 1750 WB<>SIZE: 3" X 6"<>SPRING ADJUSTOR LOCK NUT
162 | A075330130010023 | VALVE<>SAFETY<>MODEL / TYPE / CLASS: 1750 WB<>SIZE: 3" X 6"<>UPPER ADJUSTING RING
163 | A075330130010024 | VALVE<>SAFETY<>MODEL / TYPE / CLASS: 1750 WB<>SIZE: 3" X 6"<>UPPER ADJUSTING RING PIN
164 | A075330160010001 | VALVE<>SAFETY<>CLASS 1759 WB<>3 INCH X 6 INCH<>VALVE ASSY 1759 WB
165 | A075330250010001 | VALVE<>SAFETY<>MODEL / TYPE / CLASS: 1786 WD FAS<>SIZE: 6" X 8"<>ADJUSTING RING LOWER
166 | A075330250010002 | VALVE<>SAFETY<>MODEL / TYPE / CLASS: 1786 WD FAS<>SIZE: 6" X 8"<>ADJUSTING RING PIN LOWER
167 | A075330250010003 | VALVE<>SAFETY<>MODEL / TYPE / CLASS: 1786 WD FAS<>SIZE: 6" X 8"<>ADJUSTING RING PIN UPPER
168 | A075330250010004 | VALVE<>SAFETY<>MODEL / TYPE / CLASS: 1786 WD FAS<>SIZE: 6" X 8"<>ADJUSTING RING UPPER
169 | A075330250010006 | VALVE<>SAFETY<>MODEL / TYPE / CLASS: 1786 WD FAS<>SIZE: 6" X 8"<>COMPRESSION SCREW
170 | A075330250010007 | VALVE<>SAFETY<>CLASS 1786 WD FAS<>6" X 8"<>DISC
171 | A075330250010008 | VALVE<>SAFETY<>MODEL / TYPE / CLASS: 1786 WD FAS<>SIZE: 6" X 8"<>DISC COLLAR
172 | A075330250010009 | VALVE<>SAFETY<>MODEL / TYPE / CLASS: 1786 WD FAS<>SIZE: 6" X 8"<>DISC HOLDER
173 | A075330250010010 | VALVE<>SAFETY<>MODEL / TYPE / CLASS: 1786 WD FAS<>SIZE: 6" X 8"<>DISC STOPPER
174 | A075330250010011 | VALVE<>SAFETY<>CLASS 1786 WD FAS<>6" X 8"<>GUIDE
175 | A075330250010012 | VALVE<>SAFETY<>MODEL / TYPE / CLASS: 1786 WD FAS<>SIZE: 6" X 8"<>LIFT STOP
176 | A075330250010013 | VALVE<>SAFETY<>MODEL / TYPE / CLASS: 1786 WD FAS<>SIZE: 6" X 8"<>OVERLAP COLLAR
177 | A075330250010014 | VALVE<>SAFETY<>CLASS 1786 WD FAS<>6" X 8"<>SPINDLE
178 | A075330250010018 | VALVE<>SAFETY<>MODEL / TYPE / CLASS: 1786 WD FAS<>SIZE: 6" X 8"<>SPRING ADJUSTING LOCK NUT
179 | A075331130010021 | VALVE<>SAFETY<>CLASS 1786<>6 inch X 10 inch<>SPRING ADJUSTOR LOCK NUT
180 | A075331130020003 | VALVE<>SAFETY<>CLASS 1786<>6 inch X 8 inch<>COVER PLATE
181 | A075420010030001 | VALVE<>AUTO DRAIN<>STEAMTRAP<> THERMODYNAMIC<>SIZE 1 INCH
182 | A075480040010001 | VALVE<>REGULATING<>CLASS 2500 SPL ASTM A216 GR WC9 BW MOTORISED<>100 NB<>VALVE ASSY
183 | A075500050020001 | VALVE<>Y-TYPE<>CLASS 2500 WCB<>NB 65 BW HAND OPERATED<>COMPLETE VALVE ASSEMBLY
184 | A075580010010002 | VALVE<>BLOW DOWN<>CLASS 1500 A105 3 / 4<>1 1 / 2 INCH<>VALVE ASSY BW HO
185 | A075580030010001 | VALVE<>BLOW DOWN<>CLASS 1500 A105 FORGED CS<>40 NB<>ANGLE T VALVE TOP ENTRY, 90 DEG, MOTORIS
186 | A075590010010002 | VALVE<>GLOBE NEEDLE<>CLASS 1500 WCB<>2.5 INCH<>VALVE ASSY BW MO OP
187 | A075660010020004 | VALVE<>REGULATING GLOBE<>CLASS 1500 SPL WCB<>80 NB<>VALVE ASSY HAND OP BW END
188 | A075660130010001 | VALVE<>REGULATING GLOBE<>CLASS 3000 F22 FAS<>50 NB<>RISING SPINDLE, MOTORISED OP, SW, WITHOU
189 | A075740030030001 | VALVE<>GATE<>CLASS 3000 WC9<>NB 65 BW HAND OPERATED<>COMPLETE VALVE ASSEMBLY
190 | A075740040020006 | VALVE<>GATE<>CLASS 1500 SPL WCB<>80 NB<>VALVE ASSY HAND OP BW END
191 | A075740180100001 | VALVE<>GATE<>CLASS 300 WCB<>NB 80 BW HAND OPEARATED<>COMPLETE VALVE ASSEMBLY
192 | A075740220010005 | VALVE<>GATE<>CLASS 800 A105<>1 INCH<>COMPLETE ASSY
193 | A075740220030009 | VALVE<>GATE<>CLASS 800 A105<>2 INCH<>COMPLETE ASSY
194 | A075740310010001 | VALVE<>GATE<>CLASS 1500<>100 NB<>GATE VALVE 100MM CLASS 1500 SA216 WCB
195 | A075740410010004 | VALVE<>GATE<>CLASS 2650 SPL SA 216WCB<>80 NB<>GATE VALVE COMPLETE ASSEMBLY
196 | A075740530010001 | VALVE<>GATE<>CLASS 1500SPL WCB<>NB 150 BW HAND OPEARATED<>COMPLETE VALVE ASSEMBLY
197 | A075740530010001 | VALVE<>GATE<>CLASS 2500 A105<>40 NB<>COMPLETE VALVE ASSEMBLY
198 | A075740530020001 | VALVE<>GATE<>CLASS 1500SPL WCB<>NB 65 BW HAND OPERATED<>COMPLETE VALVE ASSEMBLY
199 | A075740530030001 | VALVE<>GATE<>CLASS 1500SPL WCB<>NB 80 BW HAND OPEARATED<>COMPLETE VALVE ASSEMBLY
200 | A075740550010001 | VALVE<>GATE<>CLASS 2500 SPL WC9<>3 INCH<>COMPLETE VALVE ASSY WITH INTEGRALBYPASS
201 | A075740550010002 | VALVE<>GATE<>CLASS 2500 SPL WC9<>3 INCH<>COMPLETE VALVE ASSY W/O INTEGRALBYPASS
202 | A075780020020001 | VALVE<>CHECK<>CLASS 800 A105<>25 NB<>VALVE ASSY
203 | A075780120010002 | VALVE<>CHECK<>CLASS 2500 SPL SA 105<>25 NB<>COMPLETE VALVE ASSEMBLY
204 | A075790040020001 | VALVE<>GATE GEAR OP<>CLASS 1500 WCB-PR<>200 NB<>VALVE ASSY
205 | A075790050010001 | VALVE<>GATE GEAR OP<>CLASS 2500 WCB-PR<>150 NB<>VALVE ASSY
206 | A075800090010001 | VALVE<>GATE HAND OP<>CLASS 1500 SPL WCB<>200 NB<>VALVE ASSY WITH BW END
207 | A075191070040002 | VALVE<>GLOBE<>CLASS 4500<>SIZE 50MM<> CL4500 50MM VALVE ASTM A 182 GRADE F22
208 | A075191070070001 | VALVE<>GLOBE<>CLASS 4500<>SIZE 80 MM<>ASTM A 182 GRADE F91
209 | A075220060010004 | VALVE<>NON RETURN FLAP<>MODEL / TYPE / CLASS: CLASS 1500 WCB CAST STEEL SWING CHECK<>SIZE: 100 NB<>COMPLETE VALVE ASSEMBLY
210 | A075220080080004 | VALVE<>NON RETURN FLAP<>MODEL / TYPE / CLASS: CLASS 2500 WCB CAST STEEL SWING CHECK<>SIZE: 350 NB<>COMPLETE VALVE ASSEMBLY
211 | A075170140050009 | VALVE<>GATE RISING SPINDLE<>MODEL / TYPE / CLASS: CLASS 2500 WC9 CAST ALLOY STEEL<>SIZE: 150 NB<>COMPLETE VALVE ASSEMBLY MOTORISED BW
212 | A075220060030004 | VALVE<>NON RETURN FLAP<>MODEL / TYPE / CLASS: CLASS 1500 WCB CAST STEEL SWING CHECK<>SIZE: 150 NB<>COMPLETE VALVE ASSEMBLY
213 | A075190200130006 | VALVE<>GLOBE<>MODEL / TYPE / CLASS: 2500 WC9 CAST ALLOY STEEL<>SIZE: 80 NB<> COMPLETE VALVE ASSEMBLY RISING SPINDLE MANUAL BW
214 | A075190210130007 | VALVE<>GLOBE<>MODEL / TYPE / CLASS: 2500 WCB CAST STEEL<>SIZE: 80 NB<>COMPLETE VALVE ASSEMBLY RISING SPINDLE MANUAL BW
215 | A075330130010001 | VALVE<>SAFETY<>MODEL / TYPE / CLASS: 1750 WB<>SIZE: 3" X 6"<>COMPLETE VALVE ASSEMBLY 1750 WB DRUM
216 | A066050020020001 | VALVE WITH ACTUATOR<>ON / OFF MOTORISED<>CLASS 1500 GLOBE<>50 NB<>VLV WITH ACT CL1500 50NB OD60.3 TH5.54

## 36
CAST BASALT LINED PIPES AND BENDS
APPROVED VENDORS:
1) BHARAT HEAVY ELECTRICALS LIMITED (VID: 50226)
2) DECCAN MECHANICAL AND CHEMICAL INDUSTRIES PVT LTD (VID: 50338)
SN | ITEM CODE | ITEM DESCRIPTION
1 | A071010130010001 | AHP<>BOTTOM ASH<>SLURRY LINE<>CAST BASALT BEND<>250 NB 60O ELBOW
2 | A071010130010002 | AHP<>BOTTOM ASH<>SLURRY LINE<>CAST BASALT BEND<>250 NB 60 DEG
3 | A071010130010003 | AHP<>BOTTOM ASH<>SLURRY LINE<>CAST BASALT BEND<>250 NB 45 DEG
4 | A071010130010004 | AHP<>BOTTOM ASH<>SLURRY LINE<>CAST BASALT BEND<>250 NB 30 DEG
5 | A071010130010006 | AHP<>BOTTOM ASH<>SLURRY LINE<>CAST BASALT BEND<>300 NB 120 DEG
6 | A071010130010007 | AHP<>BOTTOM ASH<>SLURRY LINE<>CAST BASALT BEND<>300 NB 20 DEG
7 | A071010130010008 | AHP<>BOTTOM ASH<>SLURRY LINE<>CAST BASALT BEND<>300 NB 26 DEG
8 | A071010130010009 | AHP<>BOTTOM ASH<>SLURRY LINE<>CAST BASALT BEND<>300 NB 45 DEG
9 | A071010130010010 | AHP<>BOTTOM ASH<>SLURRY LINE<>CAST BASALT BEND<>300 NB 60 DEG
10 | A071010130010011 | AHP<>BOTTOM ASH<>SLURRY LINE<>CAST BASALT BEND<>300 NB 90 DEG
11 | A071010130010012 | AHP<>BOTTOM ASH<>SLURRY LINE<>CAST BASALT BEND<>Y PIECE 350NB
12 | A071010130010013 | AHP<>BOTTOM ASH<>SLURRY LINE<>CAST BASALT BEND<>350NB 15DEG
13 | A071010130010014 | AHP<>BOTTOM ASH<>SLURRY LINE<>CAST BASALT BEND<>350NB 20DEG
14 | A071010130010015 | AHP<>BOTTOM ASH<>SLURRY LINE<>CAST BASALT BEND<>350NB 30DEG
15 | A071010130010016 | AHP<>BOTTOM ASH<>SLURRY LINE<>CAST BASALT BEND<>350NB 45DEG
16 | A071010130010017 | AHP<>BOTTOM ASH<>SLURRY LINE<>CAST BASALT BEND<>350NB 60DEG
17 | A071010130010018 | AHP<>BOTTOM ASH<>SLURRY LINE<>CAST BASALT BEND<>350NB 90DEG
18 | A071010130010019 | AHP<>BOTTOM ASH<>SLURRY LINE<>CAST BASALT BEND<>200 NB 45 DEG R600
19 | A071010130010020 | AHP<>BOTTOM ASH<>SLURRY LINE<>CAST BASALT BEND<>200 NB 90 DEG R600
20 | A071010130010021 | AHP<>BOTTOM ASH<>SLURRY LINE<>CAST BASALT BEND<>300 NB 15 DEG R900
21 | A071010130010022 | AHP<>BOTTOM ASH<>SLURRY LINE<>CAST BASALT BEND<>300 NB 45 DEG R900
22 | A071010130010023 | AHP<>BOTTOM ASH<>SLURRY LINE<>CAST BASALT BEND<>300 NB 90 DEG R900
23 | A071010130010025 | AHP<>BOTTOM ASH<>SLURRY LINE<>CAST BASALT BEND<>CAST BASALT PIPE 200 NB PIPE LENTH-6 MTR
24 | A071020060030001 | AHP<>FLY ASH<>SLURRY LINE<>CAST BASALT BEND 400 NB<>90 DEG RADIUS 1500
25 | A071020060030002 | AHP<>FLY ASH<>SLURRY LINE<>CAST BASALT BEND 400 NB<>60 DEG RADIUS 1500
26 | A071020060030003 | AHP<>FLY ASH<>SLURRY LINE<>CAST BASALT BEND 400 NB<>45 DEG RADIUS 1500
27 | A071020060030004 | AHP<>FLY ASH<>SLURRY LINE<>CAST BASALT BEND 400 NB<>30 DEG RADIUS 1500
28 | A071020060030005 | AHP<>FLY ASH<>SLURRY LINE<>CAST BASALT BEND 400 NB<>22 DEG RADIUS 1500
29 | A071020060030006 | AHP<>FLY ASH<>SLURRY LINE<>CAST BASALT BEND 400 NB<>9 DEG RADIUS 1500
30 | A071020060030007 | AHP<>FLY ASH<>SLURRY LINE<>CAST BASALT BEND 400 NB<>90 DEG RADIUS 1200 (P / H)
31 | A071020060030008 | AHP<>FLY ASH<>SLURRY LINE<>CAST BASALT BEND 400 NB<>45 DEG RADIUS 1200
32 | A071020060030009 | AHP<>FLY ASH<>SLURRY LINE<>CAST BASALT BEND 400 NB<>90 DEG RADIUS 1500 (P / H) BOTH END FLANGE
33 | A071020060030010 | AHP<>FLY ASH<>SLURRY LINE<>CAST BASALT BEND 400 NB<>45 DEGREE RADIUS-1500R BOTH END FLANGE
34 | A071020060030011 | AHP<>FLY ASH<>SLURRY LINE<>CAST BASALT BEND 400 NB<>90 DEG RADIUS 1500 ONE END FLANGE
35 | A071020060030012 | AHP<>FLY ASH<>SLURRY LINE<>CAST BASALT BEND 400 NB<>15 DEG RADIUS 1200
36 | A071020060030013 | AHP<>FLY ASH<>SLURRY LINE<>CAST BASALT BEND 400 NB<>21 DEG RADIUS 1200
37 | A071020060030014 | AHP<>FLY ASH<>SLURRY LINE<>CAST BASALT BEND 400 NB<>30 DEG RADIUS 1200
38 | A071020060030015 | AHP<>FLY ASH<>SLURRY LINE<>CAST BASALT BEND 400 NB<>39 DEG RADIUS 1200
39 | A071020060030016 | AHP<>FLY ASH<>SLURRY LINE<>CAST BASALT BEND 400 NB<>60 DEG RADIUS 1200
40 | A071020060030017 | AHP<>FLY ASH<>SLURRY LINE<>CAST BASALT BEND 400 NB<>68 DEG RADIUS 1200
41 | A071020060030018 | AHP<>FLY ASH<>SLURRY LINE<>CAST BASALT BEND 400 NB<>75 DEG RADIUS 1200
42 | A071020060030019 | AHP<>FLY ASH<>SLURRY LINE<>CAST BASALT BEND 400 NB<>82 DEG RADIUS 1200
43 | A071020060040006 | AHP<>FLY ASH<>SLURRY LINE<>CAST BASALT BEND 350 NB<>9 DEG
44 | A071020060050001 | AHP<>FLY ASH<>SLURRY LINE<>CAST BASALT BEND 300 NB<>90 DEG RADIUS 914 R
45 | A071020060050003 | AHP<>FLY ASH<>SLURRY LINE<>CAST BASALT BEND 300 NB<>45 DEG RADIUS 914
46 | A071020060050005 | AHP<>FLY ASH<>SLURRY LINE<>CAST BASALT BEND 300 NB<>22 DEG
47 | A071020060050006 | AHP<>FLY ASH<>SLURRY LINE<>CAST BASALT BEND 300 NB<>9 DEG
48 | A071020060050007 | AHP<>FLY ASH<>SLURRY LINE<>CAST BASALT BEND 300 NB<>CAST BASALT LINED Y SPLITTER
49 | A071020060070001 | AHP<>FLY ASH<>SLURRY LINE<>BATALIBOI<>CAST BASALT LINER-TRENCH TY-I
50 | A071020060070002 | AHP<>FLY ASH<>SLURRY LINE<>BATALIBOI<>CAST BASALT LINER-TRENCH TY-II
51 | A071020060090001 | AHP<>FLY ASH<>SLURRY LINE<>CAST BASALT BEND 250 NB<>90 DEG BEND
52 | A071020060110001 | AHP<>FLY ASH<>SLURRY LINE<>CAST BASALT PIPE 400 NB<>DN 400 MM, 9.5 MM THICK
53 | A071020060130001 | AHP<>FLY ASH<>SLURRY LINE<>CAST BASALT PIPE 250 NB<>BOTH END FLANGED AS PER STANDARD SPECIFICATION LENGTH- 3 MTR
54 | A071020060130002 | AHP<>FLY ASH<>SLURRY LINE<>CAST BASALT PIPE 250 NB<>BOTH END FLANGED AS PER STANDARD SPECIFICATION LENGTH- 5 MTR

## 37
TURBINE SPARES 210MW (KWU)
APPROVED VENDORS:
1) BHARAT HEAVY ELECTRICALS LIMITED (VID: 50226)
2) SIEMENS (VID : 52913)
3) L&T MHPS TURBINE GENERATORS PRIVATE LIMITED (VID : 53977)
4) GE POWER INDIA LIMITED (VID : 50089)
SN | ITEM CODE | ITEM DESCRIPTION
1 | A088030030050115 | TURBO GEN<>BHEL THW-210-2 210 MW<>ROTOR<>ROTOR ASSY<>RETAINING RING
2 | A093380040010001 | TURBINE STEAM<>210 MW KPKD U3 & 4-LPT<>ROTOR LPT<>ROTOR ASSEMBLY<>COMPLETE ROTOR ASSEMBLY

## 38
APH BASKETS AND SPARES (660MW)
APPROVED VENDORS:
1) BHARAT HEAVY ELECTRICALS LTD. (VID:50226)
2) L&T HOWDEN LTD. (VID : 54395)
3) ARVOS LJUNGSTROM ENERGY INDIA PRIVATE LIMITED (VID : 55679)
SN | ITEM CODE | ITEM DESCRIPTION
1 | A043250180030001 | BOILER<>REGENERATIVE APH<>33 VAT 1680<> HEATING ELEMENTS<>BASKETS COLD END
2 | A043250180030002 | BOILER<>REGENERATIVE APH<>33 VAT 1680<> HEATING ELEMENTS<>BASKETS HOT END
3 | A043250180030003 | BOILER<>REGENERATIVE APH<>33 VAT 1680<> HEATING ELEMENTS<>BASKETS INTERMEDIATE END

## 39
SPARES OF IDCT TYPE COOLING TOWERS OF 210 MW UNITS
APPROVED VENDORS:
1. PAHARPUR COOLING TOWERS LTD (SAP ID: 70418)
2. NORTH STREET COOLING TOWERS PRIVATE LTD (SAP ID: 53495)
3. AMALGAMATED INDUSTRIAL COMPOSITES PVT LTD (SAP ID: 50093)
SN | ITEM CODE | ITEM DESCRIPTION
1 | A083070010010003 | COOLING TOWER<>INDUCED DRAFT 8 BLADE ASSEMBLY PAHARPUR<>DRIFT ELIMINATOR<>SPLASH BAR<>GRID SUPPORT CHANNEL
2 | A083070010020009 | COOLING TOWER<>ID 8 BLADE PAHARPUR<>DRIFT ELIMINATOR<>GRID<>GRP1100 WIDE BOARD MFG P85-4338-11 210MW
3 | A083070020010037 | COOLING TOWER<>ID 8 BLADE PAHARPUR<>DRIVING MECHANISM<>MARLEY 36 SERIES<>COMP ASSY OF DRIVE SHAFT FOR 210MW
4 | A083070040010014 | COOLING TOWER<>ID 8 BLADE PAHARPUR<>GEARBOX<>MARLEY 36 SERIES<>COOLTWR HUB ASSY
5 | A083070040010026 | COOLING TOWER<>ID 8 BLADE PAHARPUR<>GEARBOX<>MARLEY 36 SERIES<>COMPLETE SET OF SPINDLE BOX NUT, LOCKING
6 | A083070040010077 | COOLING TOWER<>ID 8 BLADE PAHARPUR<>GEARBOX<>MARLEY 36 SERIES<>COOLTWR SELF LOCKING NUT M-20
7 | A083070040010098 | COOLING TOWER<>ID 8 BLADE PAHARPUR<>GEARBOX<>MARLEY 36 SERIES<>CT GEARBOX PINION CAGE
8 | A083070040010106 | COOLING TOWER<>ID 8 BLADE PAHARPUR<>GEARBOX<>MARLEY 36 SERIES<>COOLTWR MAIN SHFT 210MW
9 | A083070040010107 | COOLING TOWER<>ID 8 BLADE PAHARPUR<>GEARBOX<>MARLEY 36 SERIES<>OIL SLINGER 210MW
10 | A083070040010108 | COOLING TOWER<>ID 8 BLADE PAHARPUR<>GEARBOX<>MARLEY 36 SERIES<>HELICAL GEAR WITH INTERSTAGE SHAFT 210MW
11 | A083070040010109 | COOLING TOWER<>ID 8 BLADE PAHARPUR<>GEARBOX<>MARLEY 36 SERIES<>FOUNDATION FRAME (WELDMENT ASSY) 210MW
12 | A083070040010110 | COOLING TOWER<>ID 8 BLADE PAHARPUR<>GEARBOX<>MARLEY 36 SERIES<>SETOF BEVEL GEAR WITH PINION SHAFT 210MW
13 | A083070050010003 | COOLING TOWER<>ID 8 BLADE PAHARPUR<>NOZZLE<>NOZZLES<>NOZZLE CAP
14 | A083070050010004 | COOLING TOWER<>INDUCED DRAFT 8 BLADE ASSEMBLY PAHARPUR<>NOZZLES<>NOZZLES<>NOZZLES 210MW

## 40
SPARES OF IDCT TYPE COOLING TOWERS OF 500 MW UNITS
APPROVED VENDORS:
1. PAHARPUR COOLING TOWERS LTD (SAP ID: 70418) For 33 ITEMS ONLY (SR NO: 07 TO 39)
2. NORTH STREET COOLING TOWERS PRIVATE LTD (SAP ID: 53495) For 34 ITEMS ONLY (SR NO: 06 TO 39)
3. AMALGAMATED INDUSTRIAL COMPOSITES PVT LTD (SAP ID: 50093) For 02 ITEMS ONLY (SR NO: 06 & 35)
4. PREMIUM TRANSMISSION LTD (SAP ID:51149) For 05 ITEMS ONLY (SR NO: 01 TO 05 )
SN | ITEM CODE | ITEM DESCRIPTION
1 | A097080090010001 | GEARBOX<>MAKE: GREAVES<>TYPE- V H<>MODEL - 1700 SP RATIO 15 : 1<>COMPLETE GEAR BOX
2 | A097080090010002 | GEARBOX<>GREAVES<>VH<>1700 SP RATIO 15-1<>INPUT BEVEL & PINION SET WITH INTERMIDIATE SHAFT
3 | A097080090010003 | GEARBOX<>GREAVES<>VH<>1700 SP RATIO 15-1<>CASING UPPER & LOWER SET WITH BRG HOUSING
4 | A097080090010004 | GEARBOX<>GREAVES<>VH<>1700 SP RATIO 15-1<>OUTPUT WHEEL WITH SHAFT SET
5 | A097080090010005 | GEARBOX<>GREAVES<>VH<>1700 SP RATIO 15-1<>GBGREAVE VH M1700R15:1LUBRICATION OIL PUMP PN14
6 | A083050020010007 | COOLING TOWER <>ID BLADE GAMMON <>DRIVING MECHANISM<>DRIVING MECHANISM<>SINGLE SPAN DRIVE SHAFT
7 | A083070040010008 | COOLING TOWER<>ID 8 BLADE PAHARPUR<>GEARBOX<>MARLEY 36 SERIES<>SET OF BEVEL GEAR WITH PINION SHAFT
8 | A083070040010009 | COOLING TOWER<>ID 8 BLADE PAHARPUR<>GEARBOX<>MARLEY 36 SERIES<>SET OF HELICAL GEAR WITH INTER STAGE SHAFT
9 | A083070040010012 | COOLING TOWER<>ID 8 BLADE PAHARPUR<>GEARBOX<>MARLEY 36 SERIES<>FOUNDATION FRAME (WELDMENT ASSY)
10 | A083070040010016 | COOLING TOWER<>INDUCED DRAFT 8 BLADE ASSEMBLY PAHARPUR<>GEAR BOX<>MARLEY 36 SERIES<>BLADE SET WITH HUB ASSY
11 | A083070040010005 | COOLING TOWER<>INDUCED DRAFT 8 BLADE ASSEMBLY PAHARPUR<>GEAR BOX<>MARLEY 36 SERIES<>MAIN SHAFT
12 | A083070040010007 | COOLING TOWER<>INDUCED DRAFT 8 BLADE ASSEMBLY PAHARPUR<>GEAR BOX<>MARLEY 36 SERIES<>OIL SLINGER
13 | A083070020010005 | COOLING TOWER<>INDUCED DRAFT 8 BLADE ASSEMBLY PAHARPUR<>DRIVING MECHANISM<>DRIVING MECHANISM<>COUPLING YOKE ASSEMBLY MOTOR END
14 | A083070040010023 | COOLING TOWER<>INDUCED DRAFT 8 BLADE ASSEMBLY PAHARPUR<>GEAR BOX<>MARLEY 36 SERIES<>FLOW CONTROL VALVE ASSELY
15 | A083070040040014 | COOLING TOWER<>INDUCED DRAFT 8 BLADE ASSEMBLY PAHARPUR<>GEAR BOX<>MARLEY 34 SERIES<>FLOW CONTROL VALVE ASSELY
16 | A083070050010002 | COOLING TOWER<>INDUCED DRAFT 8 BLADE ASSEMBLY PAHARPUR<>NOZZLES<>NOZZLES<>NOZZLES
17 | A083070010020003 | COOLING TOWER<>INDUCED DRAFT 8 BLADE ASSEMBLY PAHARPUR<>DRIFT ELIMINATOR<>SPLASH BAR<>GRID SUPPORT CHANNEL L-3750MM
18 | A083070010020004 | COOLING TOWER<>INDUCED DRAFT 8 BLADE ASSEMBLY PAHARPUR<>DRIFT ELIMINATOR<>SPLASH BAR<>GRID SUPPORT CHANNEL L-3750MM
19 | A083070010010004 | COOLING TOWER<>INDUCED DRAFT 8 BLADE ASSEMBLY PAHARPUR<>DRIFT ELIMINATOR<>SPLASH BAR<>GRP GRID
20 | A083070010010007 | COOLING TOWER<>INDUCED DRAFT 8 BLADE ASSEMBLY PAHARPUR<>DRIFT ELIMINATOR<>SPLASH BAR<>PVC "V" SIZE- 2450 MM
21 | A083070010010009 | COOLING TOWER<>INDUCED DRAFT 8 BLADE ASSEMBLY PAHARPUR<>DRIFT ELIMINATOR<>SPLASH BAR<>PVC "V" SIZE- 2300 MM
22 | A083070010010010 | COOLING TOWER<>INDUCED DRAFT 8 BLADE ASSEMBLY PAHARPUR<>DRIFT ELIMINATOR<>SPLASH BAR<>PVC "V" SIZE 2590 MM
23 | A083070010010011 | COOLING TOWER<>INDUCED DRAFT 8 BLADE ASSEMBLY PAHARPUR<>DRIFT ELIMINATOR<>SPLASH BAR<>PVC "V" SIZE- 3150 MM
24 | A083070010010012 | COOLING TOWER<>INDUCED DRAFT 8 BLADE ASSEMBLY PAHARPUR<>DRIFT ELIMINATOR<>SPLASH BAR<>PVC "V" SIZE- 3320 MM
25 | A083070010010013 | COOLING TOWER<>INDUCED DRAFT 8 BLADE ASSEMBLY PAHARPUR<>DRIFT ELIMINATOR<>SPLASH BAR<>PVC "V" SIZE- 3520 MM
26 | A083070010010014 | COOLING TOWER<>INDUCED DRAFT 8 BLADE ASSEMBLY PAHARPUR<>DRIFT ELIMINATOR<>SPLASH BAR<>PVC "V" SIZE- 2950 MM
27 | A083070010010015 | COOLING TOWER<>INDUCED DRAFT 8 BLADE ASSEMBLY PAHARPUR<>DRIFT ELIMINATOR<>SPLASH BAR<>PVC "V" SIZE- 3450 MM
28 | A083070010010018 | COOLING TOWER<>ID 8 BLADE PAHARPUR<>DRIFT ELIMINATOR<>SPLASH BAR<>PVC FILLS
29 | A083070010020002 | COOLING TOWER<>INDUCED DRAFT 8 BLADE ASSEMBLY PAHARPUR<>DRIFT ELIMINATOR<>GRID<>TRUNKEY GRID LOCK
30 | A083070010030001 | COOLING TOWER<>INDUCED DRAFT 8 BLADE ASSEMBLY PAHARPUR<>DRIFT ELIMINATOR<>TIE<>NYLON CABLE
31 | A083070010030002 | COOLING TOWER<>INDUCED DRAFT 8 BLADE ASSEMBLY PAHARPUR<>DRIFT ELIMINATOR<>TIE<>PP BENCH
32 | A083070020010005 | COOLING TOWER<>INDUCED DRAFT 8 BLADE ASSEMBLY PAHARPUR<>DRIVING MECHANISM<>DRIVING MECHANISM<>COUPLING YOKE ASSEMBLY MOTOR END
33 | A083070030010003 | COOLING TOWER<>INDUCED DRAFT 8 BLADE ASSEMBLY PAHARPUR<>FAN ASSEMBLY<>8 BLADE<>COMPLETE ASSEMBLY
34 | A083070030010004 | COOLING TOWER<>INDUCED DRAFT 8 BLADE ASSEMBLY PAHARPUR<>FAN ASSEMBLY<>8 BLADE<>FRP BLADE
35 | A083070020010012 | COOLING TOWER<>ID 8 BLADE PAHARPUR<>DRIVING MECHANISM<>MARLEY 36 SERIES<>COMP ASSY OF DRIVE SHAFT
36 | A083070010020001 | COOLING TOWER<>ID 8 BLADE PAHARPUR<>DRIFT ELIMINATOR<>GRID<>GRP 1100 WIDE OUT BOARD MFG P85-4338-1
37 | A083070010020005 | COOLING TOWER<>ID 8 BLADE PAHARPUR<>DRIFT ELIMINATOR<>GRID<>GRP 1100 WIDE IN BOARD MFG P85-4338-11
38 | A083070010020006 | COOLING TOWER<>ID 8 BLADE PAHARPUR<>DRIFT ELIMINATOR<>GRID<>GRP 700 WIDE OUT BOARD MFG P85-4338-16
39 | A083070010020007 | COOLING TOWER<>ID 8 BLADE PAHARPUR<>DRIFT ELIMINATOR<>GRID<>GRP 700 WIDE IN BOARD MFG P85-4338-11

## 41
HIGH PRESSURE CONTROL VALVES AND SPARES
APPROVED VENDORS:
1) BHARAT HEAVY ELECTRICALS LIMITED (VID: 50226)
2) KOSO INDIA PRIVATE LIMITED (VID:50733)
SN | ITEM CODE | ITEM DESCRIPTION
1 | A066010010030001 | VALVE WITH ACTUATOR<>CV PNEUMATIC<>CLASS 2500 F-22 FAS<>SIZE 4" X 6"<>COMPLETE CONTROL VALVE ASSEMBLY
2 | A066010230010001 | VALVE WITH ACTUATOR<>CONTROL VALVE PNEUMATIC<>CLASS 2500 A216 GR WCC CARBON STEEL BW<>100 NB<>COMPELETE VALVE ASSY
3 | A066010260010001 | VALVE WITH ACTUATOR<>CV PNEUMATIC<>MIL 37-91211 CLASS 2500<>SIZE 4 X 2"<>COMPLETE ASSY WITH ACTUATOR
4 | A075120100010003 | VALVE<>CONTROL<>MODEL / TYPE / CLASS: 167-L2 / VE<>DN / PN-200 / 160<>COMPLETE VALVE ASSEMBLY, LAB30 / 31AA050 / 150
5 | A075120180060004 | VALVE<>CONTROL<>MODEL / TYPE / CLASS: CLASS 2500 FCS<>SIZE: 40 NB<>COMPLETE VALVE ASSEMBLY
6 | A075120180070004 | VALVE<>CONTROL<>MODEL / TYPE / CLASS: CLASS 2500 FCS<>SIZE: 50 NB<>COMPLETE VALVE ASSEMBLY VALFLO MAKE
7 | A075120180070026 | VALVE<>CONTROL<>MODEL / TYPE / CLASS: CLASS 2500 FCS<>SIZE: 50 NB<>VALVE BODY ASSEMBLY
8 | A075120510010001 | VALVE<>CONTROL<>CLASS 2500 MIL 38 414 1<>150 NB<>COMPLETE VALVE ASSY
9 | A075120560020002 | VALVE<>CONTROL<>CLASS 2500 FCS ILK<>65 NB<>VALVE ASSEMBLY
10 | A075120570010004 | VALVE<>CONTROL<>CLASS 2500 FCS MIL<>50 NB<>VALVE ASSEMBLY
11 | A075120570020003 | VALVE<>CONTROL<>CLASS 2500 FCS MIL<>65 NB<>VALVE ASSEMBLY
12 | A075120740020001 | VALVE<>CONTROL<>CLASS 2500 MIL 3891221<>50 NB<>BODY GASKET
13 | A075120740020002 | VALVE<>CONTROL<>CLASS 2500 MIL 3891221<>50 NB<>CAGE S/A WITH CLAMPING CAGE
14 | A075120740020004 | VALVE<>CONTROL<>CLASS 2500 MIL 3891221<>50 NB<>GLAND PACKING SET
15 | A075120740020005 | VALVE<>CONTROL<>CLASS 2500 MIL 3891221<>50 NB<>PLUG STEM S/A
16 | A075120740020006 | VALVE<>CONTROL<>CLASS 2500 MIL 3891221<>50 NB<>SEAT GASKET
17 | A075120740020007 | VALVE<>CONTROL<>CLASS 2500 MIL 3891221<>50 NB<>SEAT RING
18 | A075120740020009 | VALVE<>CONTROL<>CLASS 2500 MIL 3891221<>50 NB<>TEC RING GASKET WITH ORING
19 | A075120780010001 | VALVE<>CONTROL<>CLASS 2500 ILK 871118 ANSI BW<>150 NB<>ACTUATOR
20 | A075120780010010 | VALVE<>CONTROL<>CLASS 2500 ILK 871118 ANSI BW<>150 NB<>STEAM CONNECTOR ASSY (COUPLING)
21 | A075120780010012 | VALVE<>CONTROL<>CLASS 2500 ILK 871118 ANSI BW<>150 NB<>VALVE ASSY
22 | A075120790010001 | VALVE<>CONTROL<>CLASS 2500 ILK 871120 ANSI BW<>250 NB<>ACTUATOR
23 | A075120790010010 | VALVE<>CONTROL<>CLASS 2500 ILK 871120 ANSI BW<>250 NB<>STEAM CONNECTOR ASSY (COUPLING)
24 | A075120790010012 | VALVE<>CONTROL<>CLASS 2500 ILK 871120 ANSI BW<>250 NB<>VALVE ASSY
25 | A075120880010001 | VALVE<>CONTROL<>CLASS 2500 CCI 100DR<>100 NB<>ACTUATOR SOFT GOODS
26 | A075120880010002 | VALVE<>CONTROL<>CLASS 2500 CCI 100DR<>100 NB<>BALANCE SEAL
27 | A075120880010003 | VALVE<>CONTROL<>CLASS 2500 CCI 100DR<>100 NB<>BONNET
28 | A075120880010004 | VALVE<>CONTROL<>CLASS 2500 CCI 100DR<>100 NB<>DISK STACK ASSEMBLY / CAGE
29 | A075120880010005 | VALVE<>CONTROL<>CLASS 2500 CCI 100DR<>100 NB<>FLEXITALLIC GASKET
30 | A075120880010006 | VALVE<>CONTROL<>CLASS 2500 CCI 100DR<>100 NB<>GUIDE BUSHING
31 | A075120880010007 | VALVE<>CONTROL<>CLASS 2500 CCI 100DR<>100 NB<>METAL SEAL
32 | A075120880010008 | VALVE<>CONTROL<>CLASS 2500 CCI 100DR<>100 NB<>PACKING FOLLOWER
33 | A075120880010009 | VALVE<>CONTROL<>CLASS 2500 CCI 100DR<>100 NB<>PACKING SET
34 | A075120880010010 | VALVE<>CONTROL<>CLASS 2500 CCI 100DR<>100 NB<>PACKING SPACER
35 | A075120880010011 | VALVE<>CONTROL<>CLASS 2500 CCI 100DR<>100 NB<>PLUG ASSEMBLY
36 | A075120880010012 | VALVE<>CONTROL<>CLASS 2500 CCI 100DR<>100 NB<>SEAT BASKET
37 | A075120880010013 | VALVE<>CONTROL<>CLASS 2500 CCI 100DR<>100 NB<>SEAT RING
38 | A075120880010014 | VALVE<>CONTROL<>CLASS 2500 CCI 100DR<>100 NB<>STEM
39 | A075120880010015 | VALVE<>CONTROL<>CLASS 2500 CCI 100DR<>100 NB<>VALVE BODY
40 | A075120880010016 | VALVE<>CONTROL<>CLASS 2500 CCI 100DR<>100 NB<>VALVE SOFT GOODS KIT
41 | A075120890010001 | VALVE<>CONTROL<>CLASS 2500 MIL 38412X1<>65 NB<>BODY GASKET
42 | A075120890010002 | VALVE<>CONTROL<>CLASS 2500 MIL 38412X1<>65 NB<>CAGE S/A WITH CLAMPING CAGE
43 | A075120890010004 | VALVE<>CONTROL<>CLASS 2500 MIL 38412X1<>65 NB<>GLAND PACKING SET
44 | A075120890010005 | VALVE<>CONTROL<>CLASS 2500 MIL 38412X1<>65 NB<>PLUG STEM S/A
45 | A075120890010006 | VALVE<>CONTROL<>CLASS 2500 MIL 38412X1<>65 NB<>SEAT GASKET
46 | A075120890010007 | VALVE<>CONTROL<>CLASS 2500 MIL 38412X1<>65 NB<>SEAT RING
47 | A075120900010001 | VALVE<>CONTROL<>CLASS 2500 MIL 6841238<>65 NB<>BODY GASKET
48 | A075120900010002 | VALVE<>CONTROL<>CLASS 2500 MIL 6841238<>65 NB<>CAGE S/A WITH CLAMPING CAGE
49 | A075120900010004 | VALVE<>CONTROL<>CLASS 2500 MIL 6841238<>65 NB<>GLAND PACKING SET
50 | A075120900010005 | VALVE<>CONTROL<>CLASS 2500 MIL 6841238<>65 NB<>PLUG STEM S/A
51 | A075120900010006 | VALVE<>CONTROL<>CLASS 2500 MIL 6841238<>65 NB<>SEAT GASKET
52 | A075120900010007 | VALVE<>CONTROL<>CLASS 2500 MIL 6841238<>65 NB<>SEAT RING
53 | A075120900010009 | VALVE<>CONTROL<>CLASS 2500 MIL 6841238<>65 NB<>TEC RING GASKET WITH ORING
54 | A075300180010004 | VALVE<>PNEUMATIC CONTROL<>HORA (TYPE 1333-30)<>WDC VALVE 300 NB<>PISTON RING PN 5
55 | A075300180010005 | VALVE<>PNEUMATIC CONTROL<>HORA (TYPE 1333-30)<>WDC VALVE 300 NB<>PLUG WITH STEM (PILOT SYSTEM)
56 | A075300180010010 | VALVE<>PNEUMATIC CONTROL<>HORA (TYPE 1333-30)<>WDC VALVE 300 NB<>VALVE SEAT PN 3
57 | A075360030010002 | VALVE<>WEDGE GATE<>MODEL / TYPE / CLASS: AKGS-A<>DN / PN-100 / 160<>COMPLETE VALVE ASSEMBLY WITH MANUAL OPERATION
58 | A066030120010002 | VALVE WITH ACTUATOR<>ON / OFF PNEUMATIC<>CLASS 2500<>SIZE 8"<>VALVE ASSEMBLY WITH ACTUATOR

## 42
MECHANICAL SEALS & SPARES FOR BOILER FEED, BOOSTER & CONDENSATE EXTRACTION PUMPS
APPROVED VENDORS:
1) EAGLEBURGMANN INDIA PVT LIMITED (VID:50397)
2) FLOWSERVE SANMAR PVT LTD (VID:50476)
2) SEALMATIC PRIAVTE LIMITED (VID:57208)
SN | ITEM CODE | ITEM DESCRIPTION
1 | A133010030010004 | MECH SEAL<>BFP MOD BHEL 200KHI<>EBIPL TY-EKK 777<>DRG A09139ABOA / A09140ABOA<>COMPLETE CARTRIDGE ASSY DE SIDE
2 | A133010030010005 | MECH SEAL<>BFP MOD BHEL 200KHI<>EBIPL TY-EKK 777<>DRG A09139ABOA / A09140ABOA<>COMPLETE CARTRIDGE ASSY NDE SIDE
3 | A133010030010007 | MECH SEAL<>BFP MOD BHEL 200KHI<>EBIPL TY-EKK 777<>DRG A09139ABOA / A09140ABOA<>MATING RING-SILICON PN 300
4 | A133010030010012 | MECH SEAL<>BFP MOD BHEL 200KHI<>EBIPL TY-EKK 777<>DRG A09139ABOA / A09140ABOA<>O-RING-GLAND-VITON PN 111.05
5 | A133010030010013 | MECH SEAL<>BFP MOD BHEL 200KHI<>EBIPL TY-EKK 777<>DRG A09139ABOA / A09140ABOA<>O-RING-MATING RING-VITON PN 111.30
6 | A133010030010014 | MECH SEAL<>BFP MOD BHEL 200KHI<>EBIPL TY-EKK 777<>DRG A09139ABOA / A09140ABOA<>O-RING-SEAL RING-VITON PN 111.20
7 | A133010030010015 | MECH SEAL<>BFP MOD BHEL 200KHI<>EBIPL TY-EKK 777<>DRG A09139ABOA / A09140ABOA<>O-RING-SLEEVE-VITON PN 111.04
8 | A133010030010021 | MECH SEAL<>BFP MOD BHEL 200KHI<>EBIPL TY-EKK 777<>DRG A09139ABOA / A09140ABOA<>SCREW-SOC-HD CAP-HTS PN 943
9 | A133010030010022 | MECH SEAL<>BFP MOD BHEL 200KHI<>EBIPL TY-EKK 777<>DRG A09139ABOA / A09140ABOA<>SCREW-SOC-SET-P RING-SS 316 PN 944.10
10 | A133010030010023 | MECH SEAL<>BFP MOD BHEL 200KHI<>EBIPL TY-EKK 777<>DRG A09139ABOA / A09140ABOA<>SEAL RING-CARBON PN 200
11 | A133010030010027 | MECH SEAL<>BFP MOD BHEL 200KHI<>EBIPL TY-EKK 777<>DRG A09139ABOA / A09140ABOA<>SPRING-HAST-C PN 700
12 | A133020010010003 | MECH SEAL<>BFP BOOSTER PUMP MOD M&P 8"X10"<>FLOWSERVE TY 3.000" ROTT<>DRG 2H-53062 / 2H-11962 R2<>GLAND RING IN SS316 PN 1
13 | A133020010010004 | MECH SEAL<>BFP BOOSTER PUMP MOD M&P 8"X10"<>FLOWSERVE TY 3.000" ROTT<>DRG 2H-53062 / 2H-11962 R2<>SLEEVE IN SS 316 PN 10
14 | A133020010010008 | MECH SEAL<>BFP BOOSTER PUMP MOD M&P 8"X10"<>FLOWSERVE TY 3.000" ROTT<>DRG 2H-53062 / 2H-11962 R2<>SEAL RING IN TUNG CAR 62-6 PN 3
15 | A133020010010009 | MECH SEAL<>BFP BOOSTER PUMP MOD M&P 8"X10"<>FLOWSERVE TY 3.000" ROTT<>DRG 2H-53062 / 2H-11962 R2<>INSERT IN # 5 CARBON PN 2
16 | A133020010010010 | MECH SEAL<>BFP BOOSTER PUMP MOD M&P 8"X10"<>FLOWSERVE TY 3.000" ROTT<>DRG 2H-53062 / 2H-11962 R2<>SHAFT PACKING IN DURAFLON PN P
17 | A133020010010011 | MECH SEAL<>BFP BOOSTER PUMP MOD M&P 8"X10"<>FLOWSERVE TY 3.000" ROTT<>DRG 2H-53062 / 2H-11962 R2<>COMPRESSION UNIT IN SS 316 PN 45
18 | A133020010010012 | MECH SEAL<>BFP BOOSTER PUMP MOD M&P 8"X10"<>FLOWSERVE TY 3.000" ROTT<>DRG 2H-53062 / 2H-11962 R2<>INSERT MOUNTING VITON / O RINGS
19 | A133020010010013 | MECH SEAL<>BFP BOOSTER PUMP MOD M&P 8"X10"<>FLOWSERVE TY 3.000" ROTT<>DRG 2H-53062 / 2H-11962 R2<>GLAND GASKET IN DMC 340 PN G
20 | A133020010010014 | MECH SEAL<>BFP BOOSTER PUMP MOD M&P 8"X10"<>FLOWSERVE TY 3.000" ROTT<>DRG 2H-53062 / 2H-11962 R2<>SLEEVE PACKING IN VITON PN 11
21 | A133020010010020 | MECH SEAL<>BFP BOOSTER PUMP MOD M&P 8"X10"<>FLOWSERVE TY 3.000" ROTT<>DRG 2H-53062 / 2H-11962 R2<>COOLING JACKET O-RING ID 108 X 4
22 | A133020010010026 | MECH SEAL<>BFP BOOSTER PUMP MOD M&P 8"X10"<>FLOWSERVE TY 3.000" ROTT<>DRG 2H-53062 / 2H-11962 R2<>O-RING FOR CARBON INSERT
23 | A133020010010032 | MECH SEAL<>BFP BOOSTER PUMP MOD M & P 8"X10"<>FLOWSERVE 3.000" ROTT<>DRG 2H-53062 / 2H-11962 R2<>COOLING JACKET O-RING ID 116 X 6
24 | A133020020010002 | MECH SEAL<>BFP BOOSTER PUMP MOD M & P 8"X10"<>EBIPL L9AW (SPL)<>DRG A08278AA (DE)<>COMP ASSLY (DE)
25 | A133020020020001 | MECH SEAL<>BFP BOOSTER PUMP MOD M & P 8"X10"<>EBIPL L9AW (SPL)<>DRG A08321AA (NDE)<>COMP ASSLY (NDE)
26 | A133020030010001 | MECH SEAL<>BFP BOOSTER PUMP MOD M & P 8"X10"<>EBIPL LL9AW D048<>DRG A10278AA OA (DE)<>CIRCLIP SEAL RING ASSY 140.10
27 | A133020030010003 | MECH SEAL<>BFP BOOSTER PUMP MOD M & P 8"X10"<>EBIPL LL9AW D048<>DRG A10278AA OA (DE)<>COVER 535.00
28 | A133020030010007 | MECH SEAL<>BFP BOOSTER PUMP MOD M & P 8"X10"<>EBIPL LL9AW D048<>DRG A10278AA OA (DE)<>MATING RING 300.00
29 | A133020030010008 | MECH SEAL<>BFP BOOSTER PUMP MOD M & P 8"X10"<>EBIPL LL9AW D048<>DRG A10278AA OA (DE)<>NUT LOCK RH 912.00
30 | A133020030010009 | MECH SEAL<>BFP BOOSTER PUMP MOD M & P 8"X10"<>EBIPL LL9AW D048<>DRG A10278AA OA (DE)<>O-RING 111.00
31 | A133020030010010 | MECH SEAL<>BFP BOOSTER PUMP MOD M & P 8"X10"<>EBIPL LL9AW D048<>DRG A10278AA OA (DE)<>O-RING GLAND 111.05
32 | A133020030010013 | MECH SEAL<>BFP BOOSTER PUMP MOD M & P 8"X10"<>EBIPL LL9AW D048<>DRG A10278AA OA (DE)<>O-RING SLEEVE 111.04
33 | A133020030010016 | MECH SEAL<>BFP BOOSTER PUMP MOD M & P 8"X10"<>EBIPL LL9AW D048<>DRG A10278AA OA (DE)<>SCREW SOC SET THORAT BUSH 944.24
34 | A133020030010019 | MECH SEAL<>BFP BOOSTER PUMP MOD M & P 8"X10"<>EBIPL LL9AW D048<>DRG A10278AA OA (DE)<>SLEEVE 400.00
35 | A133020030010021 | MECH SEAL<>BFP BOOSTER PUMP MOD M & P 8"X10"<>EBIPL LL9AW D048<>DRG A10278AA OA (DE)<>THROAT BUSH 364.00
36 | A133020030020002 | MECH SEAL<>BFP BOOSTER PUMP MOD M & P 8"X10"<>EBIPL LL9AW D048<>DRG A10279AA OA (NDE)<>NUT LOCK LH 911.00
37 | A133020040020004 | MECH SEAL<>BFP BOOSTER PUMP MOD M&P 8"X10"<>EPIL PO1 D48<>DRG 5R001/145565/R0<>GASKET PN 7 (KLINGERIT)
38 | A133020040020006 | MECH SEAL<>BFP BOOSTER PUMP MOD M&P 8"X10"<>EPIL PO1 D48<>DRG 5R001/145565/R0<>MATING RING, TC PN2
39 | A133020040020007 | MECH SEAL<>BFP BOOSTER PUMP MOD M&P 8"X10"<>EPIL PO1 D48<>DRG 5R001/145565/R0<>'O' RING VITON PN 10
40 | A133020040020008 | MECH SEAL<>BFP BOOSTER PUMP MOD M&P 8"X10"<>EPIL PO1 D48<>DRG 5R001/145565/R0<>'O' RING VITON PN 11
41 | A133020040020011 | MECH SEAL<>BFP BOOSTER PUMP MOD M&P 8"X10"<>EPIL PO1 D48<>DRG 5R001/145565/R0<>'O' RING VITON PN 3
42 | A133020040020012 | MECH SEAL<>BFP BOOSTER PUMP MOD M&P 8"X10"<>EPIL PO1 D48<>DRG 5R001/145565/R0<>SEAL ASSEMBLY PN 1
43 | A133030010010012 | MECH SEAL<>BFP BOOSTER PUMP MOD KBL 8UP2MC<>FLOWSERVE TY 2.500" RO (COOLED INSERT)<>DRG 2H-23155 / 2HF-22612 R2<>SET OF PACKINGS
44 | A133050020010006 | MECH SEAL<>BFP BOOSTER PUMP MOD FA-1B-75<>FLOWSERVE<>ASSY. DRG. NO. 2H-31403-R3<>COMPRESSION UNIT SS 316 P.N. 45
45 | A133050020010007 | MECH SEAL<>BFP BOOSTER PUMP MOD FA-1B-75<>FLOWSERVE<>ASSY. DRG. NO. 2H-31403-R3<>GLAND GASKET VITON P.N. G
46 | A133050020010009 | MECH SEAL<>BFP BOOSTER PUMP MOD FA-1B-75<>FLOWSERVE<>ASSY. DRG. NO. 2H-31403-R3<>INSERT CARBON P.N. 2
47 | A133050020010010 | MECH SEAL<>BFP BOOSTER PUMP MOD FA-1B-75<>FLOWSERVE<>ASSY. DRG. NO. 2H-31403-R3<>INSERT MOUNTING VITON P.N. 6
48 | A133050020010011 | MECH SEAL<>BFP BOOSTER PUMP MOD FA-1B-75<>FLOWSERVE<>ASSY. DRG. NO. 2H-31403-R3<>SEAL RING P.N. 3
49 | A133050020010013 | MECH SEAL<>BFP BOOSTER PUMP MOD FA-1B-75<>FLOWSERVE<>ASSY. DRG. NO. 2H-31403-R3<>SET SCREW SS 416 P.N. 13
50 | A133050020010014 | MECH SEAL<>BFP BOOSTER PUMP MOD FA-1B-75<>FLOWSERVE<>ASSY. DRG. NO. 2H-31403-R3<>SET SCREW SS 416 P.N. S1
51 | A133050020010015 | MECH SEAL<>BFP BOOSTER PUMP MOD FA-1B-75<>FLOWSERVE<>ASSY. DRG. NO. 2H-31403-R3<>SET SCREW SS 416 P.N.S2
52 | A133050020010016 | MECH SEAL<>BFP BOOSTER PUMP MOD FA-1B-75<>FLOWSERVE<>ASSY. DRG. NO. 2H-31403-R3<>SHAFT PACKING VITON P.N. P
53 | A133050020010018 | MECH SEAL<>BFP BOOSTER PUMP MOD FA-1B-75<>FLOWSERVE<>ASSY. DRG. NO. 2H-31403-R3<>SLEEVE PACKING VITRON P.N.11
54 | A133050030010008 | MECH SEAL<>BFP BOOSTER PUMP FA-1B-75<>EAGLE BURGMANN P23 D64<>DRG A03901 AG<>SEAL ASSY (DE)
55 | A133050030010009 | MECH SEAL<>BFP BOOSTER PUMP FA-1B-75<>EAGLE BURGMANN P23 D64<>DRG A03901 AG<>SEAL ASSY (NDE)
56 | A133200010010001 | MECH SEAL<>BFP BOOSTER PUMP MOD FA-1B-56<>FLOWSERVE<>DRG 2H-33690<>GLAND GASKET IN DURAFLON NO G
57 | A133200010010002 | MECH SEAL<>BFP BOOSTER PUMP MOD FA-1B-56<>FLOWSERVE<>DRG 2H-33690<>INSERT 5 (CARBON) NO 2
58 | A133200010010003 | MECH SEAL<>BFP BOOSTER PUMP MOD FA-1B-56<>FLOWSERVE<>DRG 2H-33690<>O-RING FOR INSERT (VITON) NO 6
59 | A133200010010004 | MECH SEAL<>BFP BOOSTER PUMP MOD FA-1B-56<>FLOWSERVE<>DRG 2H-33690<>SEAL RING TUNGAR 62-6 NO 3
60 | A133200010010005 | MECH SEAL<>BFP BOOSTER PUMP MOD FA-1B-56<>FLOWSERVE<>DRG 2H-33690<>SHAFT PACKING (VITON) NO P
61 | A133200010010007 | MECH SEAL<>BFP FA-1B-56<> FLOWSERVE<>DRG 2H-33690<>COLLER NO 5
62 | A133200010010009 | MECH SEAL<>BFP FA-1B-56<> FLOWSERVE<>DRG 2H-33690<>COMP UNIT NO 45
63 | A133200010010010 | MECH SEAL<>BFP FA-1B-56<> FLOWSERVE<>DRG 2H-33690<>DRIVE PIN NO D
64 | A133200010010011 | MECH SEAL<>BFP FA-1B-56<> FLOWSERVE<>DRG 2H-33690<>DRIVE PIN NO D1
65 | A133200010010016 | MECH SEAL<>BFP FA-1B-56<> FLOWSERVE<>DRG 2H-33690<>SLEEVE PACKING (VITON) NO 11
66 | A133200010010017 | MECH SEAL<>BFP FA-1B-56<> FLOWSERVE<>DRG 2H-33690<>SPRING NO C
67 | A133200010010018 | MECH SEAL<>BFP FA-1B-56<> FLOWSERVE<>DRG 2H-33690<>SPRING PIN NO E
68 | A133210010010001 | MECH SEAL<>BFP MOD FK-6D-30<>FLOWSERVE<>DRG 2H-36560<>CARBON SEAL RING
69 | A133210010010002 | MECH SEAL<>BFP MOD FK-6D-30<>FLOWSERVE<>DRG 2H-36560<>INSERT TUNG CAR-62-6
70 | A133210010010003 | MECH SEAL<>BFP MOD FK-6D-30<>FLOWSERVE<>DRG 2H-36560<>O-RING FOR INSERT (VITON)
71 | A133210010010004 | MECH SEAL<>BFP MOD FK-6D-30<>FLOWSERVE<>DRG 2H-36560<>SHAFT PACKING (VITON) NO P
72 | A133210010010005 | MECH SEAL<>BFP MOD FK-6D-30<>FLOWSERVE<>DRG 2H-36560<>SPRING FOR SEAL
73 | A133270010010001 | MECH SEAL<>CEP BHRC-28-KIRLOSKAR<>EBIPL<>P13D50 / A10035AA<>CIRCLIP POS-G SS 316
74 | A133270010010002 | MECH SEAL<>CEP-BHRC-28-KIRLOSKAR<>EBIPL<>P13D50/A10035AA<>COMPLETE SEAL ASSY
75 | A133270010010003 | MECH SEAL<>CEP BHRC-28-KIRLOSKAR<>EBIPL<>P13D50 / A10035AA<>CSUNK SCR POS-7 SS 18 / 8
76 | A133270010010004 | MECH SEAL<>CEP BHRC-28-KIRLOSKAR<>EBIPL<>P13D50 / A10035AA<>CUP POS-A SS 316
77 | A133270010010005 | MECH SEAL<>CEP BHRC-28-KIRLOSKAR<>EBIPL<>P13D50 / A10035AA<>DRIVE COLLAR POS-8 SS 304
78 | A133270010010006 | MECH SEAL<>CEP BHRC-28-KIRLOSKAR<>EBIPL<>P13D50 / A10035AA<>GLAND POS-4 SS 316
79 | A133270010010009 | MECH SEAL<>CEP BHRC-28-KIRLOSKAR<>EBIPL<>P13D50 / A10035AA<>MATING RING POS-2 TC
80 | A133270010010010 | MECH SEAL<>CEP BHRC-28-KIRLOSKAR<>EBIPL<>P13D50 / A10035AA<>O-RING POS-12 VITON
81 | A133270010010011 | MECH SEAL<>CEP BHRC-28-KIRLOSKAR<>EBIPL<>P13D50 / A10035AA<>O-RING POS-16 VITON
82 | A133270010010012 | MECH SEAL<>CEP BHRC-28-KIRLOSKAR<>EBIPL<>P13D50 / A10035AA<>O-RING POS-3 VITON
83 | A133270010010013 | MECH SEAL<>CEP BHRC-28-KIRLOSKAR<>EBIPL<>P13D50 / A10035AA<>O-RING POS-5 VITON
84 | A133270010010014 | MECH SEAL<>CEP BHRC-28-KIRLOSKAR<>EBIPL<>P13D50 / A10035AA<>O-RING POS-C VITON
85 | A133270010010015 | MECH SEAL<>CEP BHRC-28-KIRLOSKAR<>EBIPL<>P13D50 / A10035AA<>RH ASSY POS-1 (A-G)
86 | A133270010010016 | MECH SEAL<>CEP BHRC-28-KIRLOSKAR<>EBIPL<>P13D50 / A10035AA<>SEAL RING POS-B CARBON
87 | A133270010010018 | MECH SEAL<>CEP BHRC-28-KIRLOSKAR<>EBIPL<>P13D50 / A10035AA<>SLEEVE POS-11 SS 316
88 | A133270010010019 | MECH SEAL<>CEP BHRC-28-KIRLOSKAR<>EBIPL<>P13D50 / A10035AA<>SOCSET SCR POS-10 HTS
89 | A133270010010020 | MECH SEAL<>CEP BHRC-28-KIRLOSKAR<>EBIPL<>P13D50 / A10035AA<>SOCSET SCR POS-9 HTS
90 | A133270010010021 | MECH SEAL<>CEP BHRC-28-KIRLOSKAR<>EBIPL<>P13D50 / A10035AA<>SOCSET SCR POS-F SS 316
91 | A133270010010022 | MECH SEAL<>CEP BHRC-28-KIRLOSKAR<>EBIPL<>P13D50 / A10035AA<>SPRING POS-E HASTC
92 | A133270010010024 | MECH SEAL<>CEP BHRC-28-KIRLOSKAR<>EBIPL<>P13D50 / A10035AA<>T-WASHER POS-D SS 316
93 | A133450010010012 | MECH SEAL<>CEP EN-6-J-40<>EAGLE BURGMANN<>H75 / 100 DRG 09-H75 / 100-E10 R1<>SEAL FACE
94 | A133450010010013 | MECH SEAL<>CEP EN-6-J-40<>EAGLE BURGMANN<>H75 / 100 DRG 09-H75 / 100-E10 R1<>SEAT
95 | A133450010010014 | MECH SEAL<>CEP EN-6-J-40<>EAGLE BURGMANN<>H75 / 100 DRG 09-H75 / 100-E10 R1<>SET SCREW
96 | A133450010010017 | MECH SEAL<>CEP EN-6-J-40<>EAGLEBURGMANN<>H75 / 100 DRG 09-H75 / 100-E10 R1<>SPRING
97 | A133450010010021 | MECH SEAL<>CEP EN-6-J-40<>EAGLE BURGMANN<>H75 / 100 DRG 09-H75 / 100-E10 R1<>O-RING-SET
98 | A133450010010022 | MECH SEAL<>CEP EN-6-J-40<>EAGLE BURGMANN<>H75 / 100 DRG 09-H75 / 100-E10 R1<>SEAL ASSY
99 | A133450010010023 | MECH SEAL<>CEP EN-6-J-40<>EAGLE BURGMANN<>H75 / 100 DRG 09-H75 / 100-E10 R1<>SET SCREW PN 17A
100 | A133510010010001 | MECH SEAL<>BFP BHEL 200KHI / S<>FLOWSERVE 5.500 INCH HS<>DRG 2H-97295 REV 2<>COMPLETE SEAL ASSY DRIVE END
101 | A133510010010003 | MECH SEAL<>BFP BHEL 200KHI / S<>FLOWSERVE 5.500 INCH HS<>DRG 2H-97295 REV 2<>CAP SCREW PN K ( DE ) ( 1 SET = 4 NOS )
102 | A133510010010004 | MECH SEAL<>BFP BHEL 200KHI / S<>FLOWSERVE 5.500 INCH HS<>DRG 2H-97295 REV 2<>CAP SCREW PN K ( NDE ) ( 1 SET = 4 NOS )
103 | A133510010010017 | MECH SEAL<>BFP BHEL 200KHI / S<>FLOWSERVE 5.500 INCH HS<>DRG 2H-97295 REV 2<>INSERT TUNG CAR 62-6 PN 2 ( DE )
104 | A133510010010018 | MECH SEAL<>BFP BHEL 200KHI / S<>FLOWSERVE 5.500 INCH HS<>DRG 2H-97295 REV 2<>INSERT TUNG CAR 62-6 PN 2 ( NDE )
105 | A133510010010021 | MECH SEAL<>BFP BHEL 200KHI / S<>FLOWSERVE 5.500 INCH HS<>DRG 2H-97295 REV 2<>SEAL RING CARBAN PN 3 ( DE )
106 | A133510010010022 | MECH SEAL<>BFP BHEL 200KHI / S<>FLOWSERVE 5.500 INCH HS<>DRG 2H-97295 REV 2<>SEAL RING CARBAN PN 3 ( NDE )
107 | A133510010010023 | MECH SEAL<>BFP BHEL 200KHI / S<>FLOWSERVE 5.500 INCH HS<>DRG 2H-97295 REV 2<>SET OF O RING ( 1 SET = 4NOS )
108 | A133510010010024 | MECH SEAL<>BFP BHEL 200KHI / S<>FLOWSERVE 5.500 INCH HS<>DRG 2H-97295 REV 2<>SET OF O RINGS ( 1 SET = 4NOS ) ( NDE )
109 | A133510010010031 | MECH SEAL<>BFP BHEL 200KHI / S<>FLOWSERVE 5.500 INCH HS<>DRG 2H-97295 REV 2<>SPRING S PN C ( DE ) ( 1 SET = 18 NOS )
110 | A133510010010032 | MECH SEAL<>BFP BHEL 200KHI / S<>FLOWSERVE 5.500 INCH HS<>DRG 2H-97295 REV 2<>SPRING S PN C ( NDE ) ( 1 SET = 18 NOS )
111 | A133510010020005 | MECH SEAL<>BFP BHEL 200KHI / S<>FLOWSERVE 5.500 INCH HS<>DRG 2H-97296 REV 2<>COMPLETE SEAL ASSY NON DRIVE END
112 | A133510010020006 | MECH SEAL<>BFP BHEL 200KHI / S<>FLOWSERVE 5.500 INCH HS<>DRG 2H-97296 REV 2<>COMPRESSION RING SS 316 PN 4
113 | A133510010020007 | MECH SEAL<>BFP BHEL 200KHI / S<>FLOWSERVE 5.500 INCH HS<>DRG 2H-97296 REV 2<>DRIVE PIN SS 20 PN D
114 | A133510010020008 | MECH SEAL<>BFP BHEL 200KHI / S<>FLOWSERVE 5.500 INCH HS<>DRG 2H-97296 REV 2<>DRIVE PIN SS 20 PN D1
115 | A133510010020010 | MECH SEAL<>BFP BHEL 200KHI / S<>FLOWSERVE 5.500 INCH HS<>DRG 2H-97296 REV 2<>GASKET VITON PN G
116 | A133510010020013 | MECH SEAL<>BFP BHEL 200KHI / S<>FLOWSERVE 5.500 INCH HS<>DRG 2H-97296 REV 2<>HEX HEAD BOLTS SS 304 PN M
117 | A133510010020014 | MECH SEAL<>BFP BHEL 200KHI / S<>FLOWSERVE 5.500 INCH HS<>DRG 2H-97296 REV 2<>INSERT MOUNTING VITON PN 6
118 | A133510010020016 | MECH SEAL<>BFP BHEL 200KHI / S<>FLOWSERVE 5.500 INCH HS<>DRG 2H-97296 REV 2<>LABRYNTH BUSH SS 316 PN LB
119 | A133510010020019 | MECH SEAL<>BFP BHEL 200KHI / S<>FLOWSERVE 5.500 INCH HS<>DRG 2H-97296 REV 2<>SET SCREWS SS 20 PN S
120 | A133510010020020 | MECH SEAL<>BFP BHEL 200KHI / S<>FLOWSERVE 5.500 INCH HS<>DRG 2H-97296 REV 2<>SET SCREWS SS 20 PN S1
121 | A133510010020022 | MECH SEAL<>BFP BHEL 200KHI / S<>FLOWSERVE 5.500 INCH HS<>DRG 2H-97296 REV 2<>SLEEVE PACKING VITON PN 11
122 | A133510020010002 | MECH SEAL<>BFP BHEL 200KHI / S<>EBIPL EK777 SIZE 0120 MM<>DRG A00425 REV 3B DE<>BOLT HEX HEAD-S. WASHER PN 900.05
123 | A133510020010004 | MECH SEAL<>BFP BHEL 200KHI / S<>EBIPL EK777 SIZE 0120 MM<>DRG A00425 REV 3B DE<>GLAND A351GRCF8 PN 500.00
124 | A133510020010005 | MECH SEAL<>BFP BHEL 200KHI / S<>EBIPL EK777 SIZE 0120 MM<>DRG A00425 REV 3B DE<>MATING RING SIC PN 300.00
125 | A133510020010008 | MECH SEAL<>BFP BHEL 200KHI / S<>EBIPL EK777 SIZE 0120 MM<>DRG A00425 REV 3B DE<>O RING GLAND VITON PN 111.05
126 | A133510020010009 | MECH SEAL<>BFP BHEL 200KHI / S<>EBIPL EK777 SIZE 0120 MM<>DRG A00425 REV 3B DE<>O RING MATING RING VITON PN 111.30
127 | A133510020010010 | MECH SEAL<>BFP BHEL 200KHI / S<>EBIPL EK777 SIZE 0120 MM<>DRG A00425 REV 3B DE<>O RING SEAL RING VITON PN 111.20
128 | A133510020010011 | MECH SEAL<>BFP BHEL 200KHI / S<>EBIPL EK777 SIZE 0120 MM<>DRG A00425 REV 3B DE<>O RING SLEEVE VITON PN 111.04
129 | A133510020010012 | MECH SEAL<>BFP BHEL 200KHI / S<>EBIPL EK777 SIZE 0120 MM<>DRG A00425 REV 3B DE<>PIN DRIVE SS 316 PN 255.00
130 | A133510020010013 | MECH SEAL<>BFP BHEL 200KHI / S<>EBIPL EK777 SIZE 0120 MM<>DRG A00425 REV 3B DE<>PIN KNOCK SS 316 PN 255.10
131 | A133510020010014 | MECH SEAL<>BFP BHEL 200KHI / S<>EBIPL EK777 SIZE 0120 MM<>DRG A00425 REV 3B DE<>PUMPING RING A351GRCF8 PN 800.00
132 | A133510020010016 | MECH SEAL<>BFP BHEL 200KHI / S<>EBIPL EK777 SIZE 0120 MM<>DRG A00425 REV 3B DE<>SCREW DOG POINT SS 316 PN 942.00
133 | A133510020010017 | MECH SEAL<>BFP BHEL 200KHI / S<>EBIPL EK777 SIZE 0120 MM<>DRG A00425 REV 3B DE<>SCREW SOC HD CAP PN 943.00
134 | A133510020010018 | MECH SEAL<>BFP BHEL 200KHI / S<>EBIPL EK777 SIZE 0120 MM<>DRG A00425 REV 3B DE<>SCREW SOC SET P. RING SS 316 PN 944.10
135 | A133510020010019 | MECH SEAL<>BFP BHEL 200KHI / S<>EBIPL EK777 SIZE 0120 MM<>DRG A00425 REV 3B DE<>SEAL RING CARBON PN 200.00
136 | A133510020010020 | MECH SEAL<>BFP BHEL 200KHI / S<>EBIPL EK777 SIZE 0120 MM<>DRG A00425 REV 3B DE<>SLEEVE DRIVE END A351GRCF8 PN 400.00
137 | A133510020010022 | MECH SEAL<>BFP BHEL 200KHI / S<>EBIPL EK777 SIZE 0120 MM<>DRG A00425 REV 3B DE<>SPRING HAST-C PN 700.00
138 | A133510020020005 | MECH SEAL<>BFP BHEL 200KHI / S<>EBIPL EK777 SIZE 0120 MM<>DRG A00428 REV 6B NDE<>MATING RING SIC PN 300.00
139 | A133510020020008 | MECH SEAL<>BFP BHEL 200KHI / S<>EBIPL EK777 SIZE 0120 MM<>DRG A00428 REV 6B NDE<>O RING GLAND VITON PN 111.05
140 | A133510020020009 | MECH SEAL<>BFP BHEL 200KHI / S<>EBIPL EK777 SIZE 0120 MM<>DRG A00428 REV 6B NDE<>O RING MATING RING VITON PN 111.30
141 | A133510020020010 | MECH SEAL<>BFP BHEL 200KHI / S<>EBIPL EK777 SIZE 0120 MM<>DRG A00428 REV 6B NDE<>O RING SEAL RING VITON PN 111.20
142 | A133510020020011 | MECH SEAL<>BFP BHEL 200KHI / S<>EBIPL EK777 SIZE 0120 MM<>DRG A00428 REV 6B NDE<>O RING SLEEVE VITON PN 111.04
143 | A133510020020018 | MECH SEAL<>BFP BHEL 200KHI / S<>EBIPL EK777 SIZE 0120 MM<>DRG A00428 REV 6B NDE<>SEAL RING CARBON PN 200.00
144 | A133520010010002 | MECH SEAL<>FLOWSERVE<>PTO1.875 INCH<>SPARES<>INSERT CARBON
145 | A133520010010003 | MECH SEAL<>FLOWSERVE<>PTO1.875 INCH<>SPARES<>SEAL RING SIC
146 | A133520010010005 | MECH SEAL<>FLOWSERVE<>PTO1.875 INCH<>SPARES<>SET OF SPRINGS
147 | A133190010010001 | MECH SEAL<>BFP MOD FK-4E-36<>EAGLE BURGMANN<>DRG 09-SHF2/162-E5<>SEAL FACE DE (P.N. 1)
148 | A133190010010003 | MECH SEAL<>BFP MOD FK-4E-36<>EAGLE BURGMANN<>DRG 09-SHF2/162-E5<>SPRING DE (P.N. 3)
149 | A133190010010004 | MECH SEAL<>BFP MOD FK-4E-36<>EAGLE BURGMANN<>DRG 09-SHF2/162-E5<>SEAT DE (P.N. 4)
150 | A133190010010031 | MECH SEAL<>BFP FK-4E-36<>EAGLEBURGMANN<>DRG 09-SHF2 / 162-E5<>SHAFT SLEVEE PN 7
151 | A133190010010007 | MECH SEAL<>BFP MOD FK-4E-36<>EAGLE BURGMANN<>DRG 09-SHF2/162-E5<>SLEEVE DE (P.N. 10)
152 | A133190010010027 | MECH SEAL<>BFP FK-4E-36<>EAGLEBURGMANN<>DRG 09-SHF2 / 162-E5<>BACK UP RING PN 23
153 | A133190010010015 | MECH SEAL<>BFP MOD FK-4E-36<>EAGLE BURGMANN<>DRG 09-SHF2/162-E5<>COMPLETE SET OF O RINGS DE (P.N.2,5, 8, 13, 15, 16, 22)
154 | A133190010010016 | MECH SEAL<>BFP MOD FK-4E-36<>EAGLE BURGMANN<>DRG 09-SHF2/162-E5<>GRUB SCREW DE (P.N. 11, 18, 21)
155 | A133190010020003 | MECH SEAL<>BFP FK-4E-36<>EAGLEBURGMANN<>DRG 09-SHF2 / 135-E5 NDE<>SEAL FACE PN 1
156 | A133190010020017 | MECH SEAL<>BFP FK-4E-36<>EAGLE BURGMANN<>DRG 09-SHF2 / 135-E5 NDE<>SPRING PN 3
157 | A133190010020004 | MECH SEAL<>BFP FK-4E-36<>EAGLEBURGMANN<>DRG 09-SHF2 / 135-E5 NDE<>SEAT PN 4
158 | A133190010020021 | MECH SEAL<>BFP FK-4E-36<>EAGLEBURGMANN<>DRG 09-SHF2 / 135-E5 NDE<>SHAFT SLEEVE PN7
159 | A133190010020008 | MECH SEAL<>BFP FK-4E-36<>EAGLEBURGMANN<>DRG 09-SHF2 / 135-E5 NDE<>SLEEVE
160 | A133190010020020 | MECH SEAL<>BFP FK-4E-36<>EAGLEBURGMANN<>DRG 09-SHF2 / 135-E5 NDE<>BACKUP RING PN 23
161 | A133190010020019 | MECH SEAL<>BFP FK-4E-36<>EAGLE BURGMANN<>DRG 09-SHF2 / 135-E5 NDE<>COMPLETE SET OF O RINGS
162 | A133190010020005 | MECH SEAL<>BFP FK-4E-36<>EAGLEBURGMANN<>DRG 09-SHF2 / 135-E5 NDE<>SET SCREW PN 10
163 | A133050030010028 | MECH SEAL<>BFP FA-1B-75<> EAGLE BURGMANN P23 D64<>DRG A03901 AG<>SEAL RING COMPOSITE
164 | A133050030010010 | MECH SEAL<>BFP BOOSTER PUMP FA-1B-75<> EAGLE BURGMANN P23 D64<>DRG A03901 AG<>SPRING SET PN 700.00
165 | A133050030010014 | MECH SEAL<>BFP FA-1B-75<> EAGLE BURGMANN P23 D64<>DRG A03901 AG<>MATING RING
166 | A133050030010031 | MECH SEAL<>BFP FA-1B-75<>EAGLE BURGMANN P23 D64<>DRG A03901 AG<>COMPLETE O-RING SET
167 | A133050030010032 | MECH SEAL<>BFP FA-1B-75<>EAGLE BURGMANN P23 D64<>DRG A03901 AG<>SET OF SCREWS, SLIDING WASHERS, ANTI ROTATION PIN P.N.966.00,944.17
168 | A115090380030032 | PUMP<>WATER<>WEIR<>FA-1-B-56<>SEAL ASSEMBLY
169 | A115090380060095 | PUMP<>APPLICATION: WATER<>MAKE: WEIR<>MODEL: FK-6-D-30<>MECH SEAL EAGLEBURGMANN
170 | A115090380060099 | PUMP<>WATER<>WEIR<>FK-6-D-30<>GASKET FOR BFP DURA SEAL O-RING-G
171 | A115090380060101 | PUMP<>WATER<>WEIR<>FK-6-D-30<>O-RING FOR SLEEVE PACKING PN 11
172 | A133200010010014 | MECH SEAL<>BFP FA-1B-56<> FLOWSERVE<>DRG 2H-33690<>SET SCREW NO 13
173 | A133200010010019 | MECH SEAL<>BFP BOOSTER PUMP MOD FA-1B-56<> FLOWSERVE<>DRG 2H-33690<>BFP DRG 2H-33690 INSERT MOUNTING PN6
174 | A133210010010006 | MECH SEAL<>BFP MOD FK-6D-30<>FLOWSERVE<>DRG 2H-36560<>SET SCREW PART NO 13 (3H-36560).
175 | A133210010010007 | MECH SEAL<>BFP MOD FK-6D-30<>FLOWSERVE<>DRG 2H-36560<>GASKET VITON PART NO G2 (2H-36560)
176 | A133210010010008 | MECH SEAL<>BFP MOD FK-6D-30<>FLOWSERVE<>DRG 2H-36560<>GASKET VITON PART NO. G1 (3H-36560).
177 | A133190010060002 | MECH SEAL<>BFP FK-4E-36<>EAGLE BURGMANN<>DRG 09-SHF3 / 162-E1 DE<>SEAL FACE CARBON PN 1
178 | A133190010060003 | MECH SEAL<>BFP FK-4E-36<>EAGLE BURGMANN<>DRG 09-SHF3 / 162-E1 DE<>SILICON CARBIDE FACE PN 4
179 | A133190010060010 | MECH SEAL<>BFP FK-4E-36<>EAGLEBURGMANN<>DRG 09-SHF3 / 162-E1 DE<>COMPLETE SET OF O-RINGS PNÂ 2, 5, 8, 13, 15, 16, 22
180 | A133190010020026 | MECH SEAL<>BFP FK-4E-36<>EAGLEBURGMANN<>DRG 09-SHF2 / 135-E5 NDE<>SET OF HSH CAP SCREW PN 20
181 | A133190010020027 | MECH SEAL<>BFP FK-4E-36<>EAGLEBURGMANN<>DRG 09-SHF2 / 135-E5 NDE<>SHAFT NUT PN 19
182 | A133190010020022 | MECH SEAL<>BFP FK-4E-36<>EAGLEBURGMANN<>DRG 09-SHF2 / 135-E5 NDE<>ASSEMBLY FIXTURE PN 161
183 | A133190010020025 | MECH SEAL<>BFP FK-4E-36<>EAGLEBURGMANN<>DRG 09-SHF2 / 135-E5 NDE<>PUMPING SLEEVE PN 13
184 | A133190010020023 | MECH SEAL<>BFP FK-4E-36<>EAGLEBURGMANN<>DRG 09-SHF2 / 135-E5 NDE<>COVER PN 11
185 | A133190010020024 | MECH SEAL<>BFP FK-4E-36<>EAGLEBURGMANN<>DRG 09-SHF2 / 135-E5 NDE<>PIN PN 6
186 | A133190010060005 | MECH SEAL<>BFP FK-4E-36<>EAGLEBURGMANN<>DRG 09-SHF3 / 162-E1 DE<>BACKUP RING PN 23
187 | A133190010060006 | MECH SEAL<>BFP FK-4E-36<>EAGLEBURGMANN<>DRG 09-SHF3 / 162-E1 DE<>SET OF GRUB SCREW PN 10 17 20
188 | A133190010060007 | MECH SEAL<>BFP FK-4E-36<>EAGLEBURGMANN<>DRG 09-SHF3 / 162-E1 DE<>SHAFT SLEEVE PN 7
189 | A133190010060008 | MECH SEAL<>BFP FK-4E-36<>EAGLEBURGMANN<>DRG 09-SHF3 / 162-E1 DE<>SLEEVE PN 10
190 | A133190010060009 | MECH SEAL<>BFP FK-4E-36<>EAGLEBURGMANN<>DRG 09-SHF3 / 162-E1 DE<>SPRING PN 3
191 | A133190010060011 | MECH SEAL<>BFP FK-4E-36<>EAGLEBURGMANN<>DRG 09-SHF3 / 162-E1 DE<>ASSEMBLY FIXTURES PN 19
192 | A133190010060012 | MECH SEAL<>BFP FK-4E-36<>EAGLEBURGMANN<>DRG 09-SHF3 / 162-E1 DE<>ASSEMBLY RING PN 21
193 | A133190010060013 | MECH SEAL<>BFP FK-4E-36<>EAGLEBURGMANN<>DRG 09-SHF3 / 162-E1 DE<>COVER PN 12
194 | A133190010060014 | MECH SEAL<>BFP FK-4E-36<>EAGLEBURGMANN<>DRG 09-SHF3 / 162-E1 DE<>DRIVE LOCK AND PIN PN 14, 7

## 43
SERVICE ITEM CODES
SN | ITEM CODE | ITEM DESCRIPTION | APPROVED VENDORS
1 | A089110010090012 | TURBO GEN HYDRO<>BHEL ADV-269 / 130 80 MW<>STATOR<>WOUND STATOR ASSY APV 30 / 5 D-3275869<>COMPLETE STATOR ASSLY WITH VPI WINDING | BHARAT HEAVY ELECTRICALS LTD. (VID:50226) | EVANS ELECTRIC PVT. LTD. (VID : 70165) | ____ | ____ | ____ | ____
2 | W033020020200001 | SERVICES<>TECHNICAL<>OPERATION<>CRANE<>EOT CRANES OPERATION | BHARAT HEAVY ELECTRICALS LTD. (VID:50226) | SIEMENS LIMITED MUMBAI (VID – 52913) | GE POWER INDIA Ltd (VID-50089) | L&T MHPS TURBINE GENERATORS PVT. LTD. (VID-53977) | POWER MECH PROJECTS LTD. (VID-52163) | EM SERVICES I PVT LTD (VID-70157)
3 | W033070220010001 | SERVICES<>PAINTING<>GENERATOR / EXCITOR<>GENERATOR / EXCITOR HOOD COVER<>TWO COATS OF RED OXIDE AND TWO COATS OF CASCADE GREEN SYNTHETIC ENAMEL PAINT | BHARAT HEAVY ELECTRICALS LTD. (VID:50226) | SIEMENS LIMITED MUMBAI (VID – 52913) | GE POWER INDIA Ltd (VID-50089) | L&T MHPS TURBINE GENERATORS PVT. LTD. (VID-53977) | POWER MECH PROJECTS LTD. (VID-52163) | EM SERVICES I PVT LTD (VID-70157)
4 | W040080010010001 | TURBO GENERATOR<>BHEL MAKE, TYPE: THRI 108/44, 250 MW<>GENERATOR & AUXILLIARIES<>GENERATOR & EXCITER<>OVERHAULING | BHARAT HEAVY ELECTRICALS LTD. (VID:50226) | SIEMENS LIMITED MUMBAI (VID – 52913) | GE POWER INDIA Ltd (VID-50089) | L&T MHPS TURBINE GENERATORS PVT. LTD. (VID-53977) | POWER MECH PROJECTS LTD. (VID-52163) | EM SERVICES I PVT LTD (VID-70157)
5 | W040120010010002 | TURBO GEN<>BHEL THRI-210-2 210 MW<>GENERATOR<>BUSHING<>BUSHING REPLACEMENT & ATTEND H2 LEAKAGES | BHARAT HEAVY ELECTRICALS LTD. (VID:50226) | SIEMENS LIMITED MUMBAI (VID – 52913) | GE POWER INDIA Ltd (VID-50089) | L&T MHPS TURBINE GENERATORS PVT. LTD. (VID-53977) | POWER MECH PROJECTS LTD. (VID-52163) | EM SERVICES I PVT LTD (VID-70157) | INDWELL CONSTRUCTIONS PVT LTD (VID-72284)
6 | W040120010020001 | TURBO GEN<>BHEL THRI-210-2 210 MW<>GENERATOR<>SLIP RING<>REPLACEMENT OF SLIPRING | BHARAT HEAVY ELECTRICALS LTD. (VID:50226) | SIEMENS LIMITED MUMBAI (VID – 52913) | GE POWER INDIA Ltd (VID-50089) | L&T MHPS TURBINE GENERATORS PVT. LTD. (VID-53977) | POWER MECH PROJECTS LTD. (VID-52163) | EM SERVICES I PVT LTD (VID-70157) | INDWELL CONSTRUCTIONS PVT LTD (VID-72284)
7 | W043330010010001 | TURBINE STEAM<>500 MW<>MODULE<>LPT MODULE COMPLETE<>OVERHAULING | BHARAT HEAVY ELECTRICALS LTD. (VID:50226) | SIEMENS LIMITED MUMBAI (VID – 52913) | GE POWER INDIA Ltd (VID-50089) | L&T MHPS TURBINE GENERATORS PVT. LTD. (VID-53977) | POWER MECH PROJECTS LTD. (VID-52163) | EM SERVICES I PVT LTD (VID-70157)
8 | W043330010010002 | TURBINE STEAM<>500 MW KWU<>MODULE<>LPT MODULE<>MPI & NFT OF LP BLADES | BHARAT HEAVY ELECTRICALS LTD. (VID:50226) | SIEMENS LIMITED MUMBAI (VID – 52913) | GE POWER INDIA Ltd (VID-50089) | L&T MHPS TURBINE GENERATORS PVT. LTD. (VID-53977) | POWER MECH PROJECTS LTD. (VID-52163) | EM SERVICES I PVT LTD (VID-70157)
9 | W043330020010001 | TURBINE STEAM<>500 MW KWU<>TURBINE<>GOVERNING AND CVSM<>SERVICING/OVERHAULING | BHARAT HEAVY ELECTRICALS LTD. (VID:50226) | SIEMENS LIMITED MUMBAI (VID – 52913) | GE POWER INDIA Ltd (VID-50089) | L&T MHPS TURBINE GENERATORS PVT. LTD. (VID-53977) | POWER MECH PROJECTS LTD. (VID-52163) | EM SERVICES I PVT LTD (VID-70157)
10 | W043330020040002 | TURBINE STEAM<>500 MW KWU<>TURBINE<>STRAINER<>SERVICING/ OVERHAUL OF HRH & MS STRAINER | BHARAT HEAVY ELECTRICALS LTD. (VID:50226) | SIEMENS LIMITED MUMBAI (VID – 52913) | GE POWER INDIA Ltd (VID-50089) | L&T MHPS TURBINE GENERATORS PVT. LTD. (VID-53977) | POWER MECH PROJECTS LTD. (VID-52163) | EM SERVICES I PVT LTD (VID-70157)
11 | W043330020060002 | TURBINE STEAM<>500 MW KWU<>TURBINE<>BEARINGS<>INSPECTION & REVISIONING | BHARAT HEAVY ELECTRICALS LTD. (VID:50226) | SIEMENS LIMITED MUMBAI (VID – 52913) | GE POWER INDIA Ltd (VID-50089) | L&T MHPS TURBINE GENERATORS PVT. LTD. (VID-53977) | POWER MECH PROJECTS LTD. (VID-52163) | EM SERVICES I PVT LTD (VID-70157)
12 | W043330020130001 | TURBINE STEAM<>500 MW KWU<>TURBINE<>VALVE<>SERVICING AND OVERHAULING | BHARAT HEAVY ELECTRICALS LTD. (VID:50226) | SIEMENS LIMITED MUMBAI (VID – 52913) | GE POWER INDIA Ltd (VID-50089) | L&T MHPS TURBINE GENERATORS PVT. LTD. (VID-53977) | POWER MECH PROJECTS LTD. (VID-52163) | EM SERVICES I PVT LTD (VID-70157)
13 | W043330020170001 | TURBINE STEAM<>500 MW KWU<>TURBINE<>ROTOR<>TRIM BALANCING | BHARAT HEAVY ELECTRICALS LTD. (VID:50226) | SIEMENS LIMITED MUMBAI (VID – 52913) | GE POWER INDIA Ltd (VID-50089) | L&T MHPS TURBINE GENERATORS PVT. LTD. (VID-53977) | POWER MECH PROJECTS LTD. (VID-52163) | EM SERVICES I PVT LTD (VID-70157)
14 | W047010130010001 | INSULATION<>TURBINE<>SPRAY / BLANKET WITH CEMENTING<>WHRP TURBINE HP / LP CASING / VALVE / PIPING<>REMOVAL AND APPLICATION | BHARAT HEAVY ELECTRICALS LTD. (VID:50226) | SIEMENS LIMITED MUMBAI (VID – 52913) | GE POWER INDIA Ltd (VID-50089) | L&T MHPS TURBINE GENERATORS PVT. LTD. (VID-53977) | POWER MECH PROJECTS LTD. (VID-52163) | EM SERVICES I PVT LTD (VID-70157)
15 | W052040050010001 | TURBO GENERATOR HYDRO<>GEC ALSTHOM MAKE 250 MW<>STATOR WINDING<>COMPLETE<>REHABILITATION | BHARAT HEAVY ELECTRICALS LTD. (VID:50226) | EVANS ELECTRIC PVT. LTD. (VID : 70165) | VOITH HYDRO PRIVATE LIMITED (VID:75087) | ANDRITZ HYDRO PVT. LTD. (VID:50118) | FLOVEL ENERGY PRIVATE LIMITED (VID:57732)
16 | W058050020010020 | CHP<>STACKER RECLAIMER<>ELECON 1200 TPH<>SYS<>RESTORATION OF STACKER & RECLAIMER | ELECON ENGINEERING COMPANY LIMITED (VID : 50408) | THYSSENKRUPP INDUSTRIES INDIA P LTD (VID : 52414) | LARSEN & TOUBRO LTD ECC CHENNAI (VID : 54034) | PROMAC ENGINEERING INDUSTRIES LTD (VID : 75533)
17 | W043130050020001 | TURBINE STEAM<>210 MW KPKD<>TURBINE<>HP<>OVERHAUL | BHARAT HEAVY ELECTRICALS LTD. (VID:50226) | SIEMENS LIMITED MUMBAI (VID – 52913) | GE POWER INDIA Ltd (VID-50089) | L&T MHPS TURBINE GENERATORS PVT. LTD. (VID-53977) | INDWELL CONSTRUCTIONS PVT LTD (VID-72284) | EM SERVICES I PVT LTD (VID-70157)
18 | W043130050020012 | TURBINE STEAM<>210 MW KPKD<>TURBINE<>HP<>ONSITE REFINING &MACHINING OF HPT MODULE | BHARAT HEAVY ELECTRICALS LTD. (VID:50226) | SIEMENS LIMITED MUMBAI (VID – 52913) | GE POWER INDIA Ltd (VID-50089) | L&T MHPS TURBINE GENERATORS PVT. LTD. (VID-53977) | INDWELL CONSTRUCTIONS PVT LTD (VID-72284) | EM SERVICES I PVT LTD (VID-70157)

## 44
MISCELLANEOUS
SN | ITEM CODE | ITEM DESCRIPTION | APPROVED VENDORS
1 | A036020210010007 | LUBRICANT, COOLANT<>OIL<>TRANSFORMER<>AS PER IS SPECS<>NEW EHV GRADE | APAR INDUSTRIES LIMITED (VID : 57394) | SAVITA OIL TECHNOLOGIES LIMITED (VID : 8367) | ____
2 | A043070030020074 | BOILER<>COAL MILL<>BBD 4772<>DRIVE & GB<>SPUR GIRTH GEAR 222T | COMPAGNIE ENGRENAGES ET REDUCTEURS MESSSIAN (VID : 20067) | KRISHNA GEARS PVT LTD (VID : 55032) | ____
3 | A043070030020135 | BOILER<>COAL MILL<>BBD 4772<>DRIVE & GB<>COUNTERSHAFT 28 TEETH PINION | COMPAGNIE ENGRENAGES ET REDUCTEURS MESSSIAN (VID : 20067) | KRISHNA GEARS PVT LTD (VID : 55032) | ____
4 | A043070060050004 | BOILER<>COAL MILL<>BHEL XRP 1043<>DRIVE & GB<>COMPLETE ASSY OF MAIN DRIVE GEARBOX WITH LUB OIL SYSTEM | BHARAT HEAVY ELECTRICALS LTD. (VID : 50226) | AIRSEAL TECHNOLOGY LLP (VID : 73090) | FLENDER DRIVES PRIVATE LIMITED (VID – 58572)
5 | A089110010090012 | TURBO GEN HYDRO<>BHEL ADV-269 / 130 80 MW<>STATOR<>WOUND STATOR ASSY APV 30 / 5 D-3275869<>COMPLETE STATOR ASSLY WITH VPI WINDING | BHARAT HEAVY ELECTRICALS LTD. (VID : 50226) | EVANS ELECTRIC PVT. LTD. (VID : 70165) | ____